## MAIN BUILDING
LA PALMA INTER
BUILDING | LOCATION | FLOOR/AREA | STAGE | AHU NO. | FILTER TYPE | PART NUMBER | EFFICIENCY | FILTER SIZE | QUANTITY | FREQUENCY | INVOICE NUMBER | DATE OF REPLACEMENT | SCHEDULED DAY OF REPLACEMENT | PENDING ORDERS | NOTES
|  |  | PRE | AHU-1 | MERV10 |  |  | 15x20x2 | 6 | 90 Days | 28179 | 2025-11-05 | 2026-02-03 | 28816 |  | Legend
|  |  | FINAL | AHU-1 | MERV16 V-BANK |  |  | 24x24x12 | 2 | 365 Days | 26224 | 2025-02-04 | 2026-02-04 | 28816
[16 empty] | 30 Days | #FFFF99
|  |  | PRE | AHU-2 | MERV10 |  |  | 20X25X2 | 1 | 90 Days | 28179 | 2025-11-05 | 2026-02-03 | 28816 |  | 60 Days | #F2CEEF
|  |  | FINAL | AHU-2 | MERV16 V-BANK |  |  | 24x24x12 | 1 | 365 Days | 26224 | 2025-02-04 | 2026-02-04 | 28816 |  | 90 Days | #CCFFFF
[16 empty] | 120 Days | #E5A065
|  |  | PRE | AHU-3 | MERV10 |  |  | 20X25X2 | 1 | 90 Days | 28179 | 2025-11-05 | 2026-02-03 | 28816 |  | 180 Days | C5E0B3
|  |  | FINAL | AHU-3 | MERV16 V-BANK |  |  | 24x24x12 | 1 | 365 Days | 26224 | 2025-02-04 | 2026-02-04 | 28816 |  | 365 Days | #FBE4D5
18 Months
|  |  | PRE | AHU-4 | MERV10 |  |  | 15x20x2 | 2 | 90 Days | 28179 | 2025-11-05 | 2026-02-03 | 28816 |  | 2 Years | #49BFBC
|  |  | PRE | AHU-4 | MERV10 |  |  | 14x30x2 | 1 | 90 Days | 28179 | 2025-11-05 | 2026-02-03 | 28816 |  | 3 Years | #FFD965
|  |  | FINAL | AHU-4 | MERV14 V-BANK |  |  | 24x24x12 | 1 | 365 Days | 26224 | 2025-02-04 | 2026-02-04 | 28816 |  | Removed | ANY
[16 empty] | Past Due | #FF0000
|  |  | PRE | AHU-5 | MERV10 |  |  | 16x24x2 | 4 | 90 Days | 28179 | 2025-11-05 | 2026-02-03 | 28816 | Changed from 16x25x2->16x24x2 per PS 28179
|  |  | FINAL | AHU-5 | MERV16 V-BANK |  |  | 12x24x12 | 1 | 365 Days | 26224 | 2025-02-04 | 2026-02-04 | 28816
|  |  | FINAL | AHU-5 | MERV16 V-BANK |  |  | 24x24x12 | 1 | 365 Days | 26224 | 2025-02-04 | 2026-02-04 | 28816
|  |  | PRE | AHU-6 | MERV10 |  |  | 16x24x2 | 4 | 90 Days | 28179 | 2025-11-05 | 2026-02-03 | 28816
|  |  | FINAL | AHU-6 | MERV16 V-BANK |  |  | 24x24x12 | 1 | 365 Days | 26224 | 2025-02-04 | 2026-02-04 | 28816
|  |  | PRE | AHU-7 | MERV10 |  |  | 16x25x2 | 2 | 90 Days | 28179 | 2025-11-05 | 2026-02-03 | 28816
|  |  | FINAL | AHU-7 | MERV16 V-BANK |  |  | 24x24x12 | 2 | 365 Days | 26224 | 2025-02-04 | 2026-02-04 | 28816
|  |  | PRE | AHU-8 | MERV10 |  |  | 16x20x2 | 4 | 90 Days | 28179 | 2025-11-05 | 2026-02-03 | 28816
|  |  | FINAL | AHU-8 | MERV16 V-BANK |  |  | 24x24x12 | 2 | 365 Days | 26224 | 2025-02-04 | 2026-02-04 | 28816
|  |  | PRE | AHU-9 | MERV10 |  |  | 20x20x2 | 4 | 90 Days | 28179 | 2025-11-05 | 2026-02-03 | 28816
|  |  | PRE | AHU-9 | MERV10 |  |  | 20x25x2 | 2 | 90 Days | 28179 | 2025-11-05 | 2026-02-03 | 28816
|  |  | FINAL | AHU-9 | MERV15 |  |  | 24x24x4 | 4 | 365 Days | 26224 | 2025-02-04 | 2026-02-04 | 28816
|  |  | FINAL | AHU-9 | MERV15 |  |  | 12x24x4 | 2 | 365 Days | 26224 | 2025-02-04 | 2026-02-04 | 28816
|  |  | PRE | AHU-10 | MERV10 |  |  | 24x24x2 | 1 | 90 Days | 28179 | 2025-11-05 | 2026-02-03 | 28816
|  |  | FINAL | AHU-10 | MERV16 V-BANK |  |  | 24x24x12 | 1 | 365 Days | 26224 | 2025-02-04 | 2026-02-04 | 28816
|  |  | PRE | AHU-11 | MERV10 |  |  | 12x20x1 | 1 | 90 Days | 28179 | 2025-11-05 | 2026-02-03 | 28816
|  |  | PRE | AH-11 Telephone Room | MERV10 |  |  | 12x16x1 | 1 | Removed |  |  |  |  | Per PS 26224 crossed out
|  |  | PRE | AH-11 Telephone Room | MERV10 |  |  | 22x24x1 | 1 | Removed
|  |  | PRE | AHU-12 | MERV10 |  |  | 20x25x2 | 2 | 90 Days | 28179 | 2025-11-05 | 2026-02-03 | 28816
|  |  | PRE | AHU-12 | MERV10 |  |  | 15x20x2 | 2 | 90 Days | 28179 | 2025-11-05 | 2026-02-03 | 28816
|  |  | FINAL | AHU-12 | MERV16 V-BANK |  |  | 24x24x12 | 1 | 365 Days | 26224 | 2025-02-04 | 2026-02-04 | 28816
|  |  | PRE | AH-13 | MERV10 |  |  | 16x16x2 | 4 | 90 Days | 28179 | 2025-11-05 | 2026-02-03 | 28816
|  |  | FINAL | AH-13 | MERV16 V-BANK |  |  | 24x24x12 | 1 | 365 Days | 26224 | 2025-02-04 | 2026-02-04 | 28816
|  |  | PRE | AH-14 - Pharmacy | MERV10 |  |  | 20x20x4 | 2 | 90 Days | 28179 | 2025-11-05 | 2026-02-03 | 28816
|  |  | PRE | AHU-22 | MERV10 |  |  | 16x25x2 | 2 | 90 Days | 28179 | 2025-11-05 | 2026-02-03 | 28816
|  |  | FINAL | AHU-22 | MERV16 V-BANK |  |  | 24X24X12 | 1 | 365 Days | 26224 | 2025-02-04 | 2026-02-04 | 28816
|  |  | PRE | AHU-23 | MERV10 |  |  | 16x25x2 | 2 | 90 Days | 28179 | 2025-11-05 | 2026-02-03 | 28816
|  |  | FINAL | AHU-23 | MERV16 V-BANK |  |  | 24X24X12 | 1 | 365 Days | 26224 | 2025-02-04 | 2026-02-04 | 28816
|  |  | PRE | AHU-24 | MERV10 |  |  | 16x20x2 | 1 | 90 Days | 28179 | 2025-11-05 | 2026-02-03 | 28816
|  |  | FINAL | AHU-24 | MERV16 V-BANK |  |  | 24X24X12 | 1 | 365 Days | 26224 | 2025-02-04 | 2026-02-04 | 28816
|  |  | PRE | AHU-25 | MERV10 |  |  | 20x25x2 | 1 | 90 Days | 28179 | 2025-11-05 | 2026-02-03 | 28816
|  |  | FINAL | AHU-25 | MERV16 V-BANK |  |  | 24X24X12 | 1 | 365 Days | 26224 | 2025-02-04 | 2026-02-04 | 28816
|  |  | PRE | AHU-26 | MERV10 |  |  | 16x25x2 | 2 | 90 Days | 28179 | 2025-11-05 | 2026-02-03 | 28816
|  |  | FINAL | AHU-26 | MERV16 V-BANK |  |  | 24X24X12 | 1 | 365 Days | 26224 | 2025-02-04 | 2026-02-04 | 28816
|  |  | PRE | AHU-27 | MERV10 |  |  | 16x16x2 | 4 | 90 Days | 28179 | 2025-11-05 | 2026-02-03 | 28816 | New Unit Model Per PS 28179
|  |  | FINAL | AHU-27 | MERV16 V-BANK |  |  | 24X24X12 | 1 | 365 Days | 26224 | 2025-02-04 | 2026-02-04 | 28816
|  |  | PRE | AHU-28 | MERV10 |  |  | 16x25x2 | 2 | 90 Days | 28179 | 2025-11-05 | 2026-02-03 | 28816
|  |  | FINAL | AHU-28 | MERV16 V-BANK |  |  | 24X24X12 | 1 | 365 Days | 26224 | 2025-02-04 | 2026-02-04 | 28816
|  |  | PRE | AHU-29 | MERV10 |  |  | 16x25x2 | 2 | 90 Days | 28179 | 2025-11-05 | 2026-02-03 | 28816
|  |  | FINAL | AHU-29 | MERV16 V-BANK |  |  | 24X24X12 | 1 | 365 Days | 26224 | 2025-02-04 | 2026-02-04 | 28816
|  |  | PRE | AHU-30 | MERV10 |  |  | 16x25x2 | 2 | 90 Days | 28179 | 2025-11-05 | 2026-02-03 | 28816
|  |  | FINAL | AHU-30 | MERV16 V-BANK |  |  | 24X24X12 | 1 | 365 Days | 26224 | 2025-02-04 | 2026-02-04 | 28816
|  |  | PRE | AHU-31 | MERV10 |  |  | 16x25x2 | 2 | 90 Days | 28179 | 2025-11-05 | 2026-02-03 | 28816
|  |  | FINAL | AHU-31 | MERV16 V-BANK |  |  | 24X24X12 | 1 | 365 Days | 26224 | 2025-02-04 | 2026-02-04 | 28816
|  |  | PRE | AHU-32 | MERV10 |  |  | 16x25x2 | 2 | 90 Days | 28179 | 2025-11-05 | 2026-02-03 | 28816
|  |  | FINAL | AHU-32 | MERV16 V-BANK |  |  | 24X24X12 | 1 | 365 Days | 26224 | 2025-02-04 | 2026-02-04 | 28816
|  |  | PRE | AHU-33 | MERV10 |  |  | 16x25x2 | 2 | 90 Days | 28179 | 2025-11-05 | 2026-02-03 | 28816
|  |  | FINAL | AHU-33 | MERV16 V-BANK |  |  | 24X24X12 | 1 | 365 Days | 26224 | 2025-02-04 | 2026-02-04 | 28816
|  |  | PRE | AHU-34 | MERV10 |  |  | 16x25x2 | 2 | 90 Days | 28179 | 2025-11-05 | 2026-02-03 | 28816
|  |  | FINAL | AHU-34 | MERV16 V-BANK |  |  | 24X24X12 | 1 | 365 Days | 26224 | 2025-02-04 | 2026-02-04 | 28816
|  |  | PRE | AHU-35 | MERV10 |  |  | 16x25x2 | 2 | 90 Days | 28179 | 2025-11-05 | 2026-02-03 | 28816
|  |  | FINAL | AHU-35 | MERV16 V-BANK |  |  | 24X24X12 | 1 | 365 Days | 26224 | 2025-02-04 | 2026-02-04 | 28816
|  |  | PRE | AHU-36 | MERV10 |  |  | 24x24x2 | 1 | 90 Days | 28179 | 2025-11-05 | 2026-02-03 | 28816
|  |  | FINAL | AHU-36 | MERV16 V-BANK |  |  | 24X24X12 | 1 | 365 Days | 26224 | 2025-02-04 | 2026-02-04 | 28816
|  |  | PRE | AHU-37 | MERV10 |  |  | 16x25x2 | 2 | 90 Days | 28179 | 2025-11-05 | 2026-02-03 | 28816
|  |  | FINAL | AHU-37 | MERV16 V-BANK |  |  | 24X24X12 | 1 | 365 Days | 26224 | 2025-02-04 | 2026-02-04 | 28816
|  |  | PRE | AHU-38 | MERV10 |  |  | 16x16x2 | 4 | 90 Days | 28179 | 2025-11-05 | 2026-02-03 | 28816
|  |  | FINAL | AHU-38 |  |  |  | 24X24X4 | 1 | 365 Days | 26224 | 2025-02-04 | 2026-02-04 | 28816
|  |  | PRE | AHU-39 | MERV10 |  |  | 16x16x2 | 4 | 90 Days | 28179 | 2025-11-05 | 2026-02-03 | 28816
|  |  | FINAL | AHU-39 |  |  |  | 24X24X4 | 1 | 365 Days | 26224 | 2025-02-04 | 2026-02-04 | 28816
|  |  | PRE | AHU-40 | MERV10 |  |  | 16x16x2 | 4 | 90 Days | 28179 | 2025-11-05 | 2026-02-03 | 28816
|  |  | FINAL | AHU-40 |  |  |  | 24X24X4 | 1 | 365 Days | 26224 | 2025-02-04 | 2026-02-04 | 28816
|  |  | PRE | AHU-41 | MERV10 |  |  | 16x16x2 | 4 | 90 Days | 28179 | 2025-11-05 | 2026-02-03 | 28816
|  |  | FINAL | AHU-41 |  |  |  | 24X24X4 | 1 | 365 Days | 26224 | 2025-02-04 | 2026-02-04 | 28816
|  |  | PRE | AHU-42 | MERV10 |  |  | 16x16x2 | 4 | 90 Days | 28179 | 2025-11-05 | 2026-02-03 | 28816
|  |  | FINAL | AHU-42 | MERV16 V-BANK |  |  | 24X24X12 | 1 | 365 Days | 26224 | 2025-02-04 | 2026-02-04 | 28816
|  |  | PRE | AHU-43 | MERV10 |  |  | 16x16x2 | 4 | 90 Days | 28179 | 2025-11-05 | 2026-02-03 | 28816
|  |  | FINAL | AHU-43 | MERV16 V-BANK |  |  | 24X24X4 | 1 | 365 Days | 26224 | 2025-02-04 | 2026-02-04 | 28816
|  |  | PRE | AHU-13 | MERV10 |  |  | 16x16x2 | 4 | 90 Days |  | 2025-02-04 | 2025-05-05 |  | Per packing slip #26224, repeated unit
|  |  | FINAL | AHU-13 | MERV16 V-BANK |  |  | 24X24X12 | 1 | 365 Days |  | 2025-02-04 | 2026-02-04 | 28816
|  |  | PRE | AHU-50 | MERV10 |  |  | 24x24x2 | 1 | 90 Days | 27366 | 2025-08-06 | 2025-11-04 |  | • Add Ons ????
|  |  | FINAL | AHU-50 | MERV16 V-BANK |  |  | 24X24X12 | 1 | 365 Days | 26224 | 2025-02-04 | 2026-02-04 | 28816 | • Add Ons ????
|  |  | PRE | AHU-51 | MERV10 |  |  | 24x24x2 | 1 | 90 Days | 28179 | 2025-11-05 | 2026-02-03 | 28816
|  |  | FINAL | AHU-51 | MERV16 V-BANK |  |  | 24X24X12 | 1 | 365 Days | 26224 | 2025-02-04 | 2026-02-04 | 28816
|  |  | PRE | AHU-52 | MERV10 |  |  | 24x24x2 | 1 | 90 Days | 28179 | 2025-11-05 | 2026-02-03 | 28816
|  |  | FINAL | AHU-52 | MERV16 V-BANK |  |  | 24X24X12 | 1 | 365 Days | 26224 | 2025-02-04 | 2026-02-04 | 28816
|  |  | PRE | AHU-53 | MERV10 |  |  | 24x24x2 | 1 | 90 Days | 28179 | 2025-11-05 | 2026-02-03 | 28816
|  |  | FINAL | AHU-53 | MERV16 V-BANK |  |  | 24X24X12 | 1 | 365 Days | 26224 | 2025-02-04 | 2026-02-04 | 28816
|  |  | PRE | AHU-54 | MERV10 |  |  | 24x24x2 | 1 | 90 Days | 28179 | 2025-11-05 | 2026-02-03 | 28816
|  |  | FINAL | AHU-54 | MERV16 V-BANK |  |  | 24X24X12 | 1 | 365 Days | 26224 | 2025-02-04 | 2026-02-04 | 28816
|  |  | PRE | AHU-55 | MERV10 |  |  | 24x24x2 | 1 | 90 Days | 28179 | 2025-11-05 | 2026-02-03 | 28816
|  |  | FINAL | AHU-55 | MERV16 V-BANK |  |  | 24X24X12 | 1 | 365 Days | 26224 | 2025-02-04 | 2026-02-04 | 28816
|  |  | PRE | AHU-56 | MERV10 |  |  | 24x24x2 | 1 | 90 Days | 28179 | 2025-11-05 | 2026-02-03 | 28816
|  |  | FINAL | AHU-56 | MERV16 V-BANK |  |  | 24X24X12 | 1 | 365 Days | 26224 | 2025-02-04 | 2026-02-04 | 28816
|  |  | PRE | AHU-57 | MERV10 |  |  | 15x20x2 | 2 | 90 Days | 28179 | 2025-11-05 | 2026-02-03 | 28816
|  |  | PRE | AHU-57 | MERV10 |  |  | 14x30x2 | 1 | 90 Days | 28179 | 2025-11-05 | 2026-02-03 | 28816
|  |  | FINAL | AHU-57 | MERV16 V-BANK |  |  | 24X24X12 | 1 | 365 Days | 26224 | 2025-02-04 | 2026-02-04 | 28816
|  |  | PRE | AHU-58 | MERV10 |  |  | 24x24x2 | 2 | 90 Days | 28179 | 2025-11-05 | 2026-02-03 | 28816
|  |  | FINAL | AHU-58 | MERV16 V-BANK |  |  | 24X24X12 | 2 | 365 Days | 26224 | 2025-02-04 | 2026-02-04 | 28816
|  |  | PRE | AHU-59 | MERV10 |  |  | 24x24x2 | 1 | 90 Days | 28179 | 2025-11-05 | 2026-02-03 | 28816
|  |  | FINAL | AHU-59 | MERV16 V-BANK |  |  | 24X24X12 | 1 | 365 Days | 26224 | 2025-02-04 | 2026-02-04 | 28816
|  |  | PRE | AHU-60 | MERV10 |  |  | 16x25x2 | 3 | 90 Days | 28179 | 2025-11-05 | 2026-02-03 | 28816
|  |  | FINAL | AHU-60 | MERV16 V-BANK |  |  | 24X24X12 | 1 | 365 Days | 26224 | 2025-02-04 | 2026-02-04 | 28816
|  |  | PRE | AHU-61 | MERV10 |  |  | 18x31.5x2 | 1 | 90 Days | 28179 | 2025-11-05 | 2026-02-03 | 28816
|  |  | FINAL | AHU-61 | MERV16 V-BANK |  |  | 24X24X12 | 1 | 365 Days | 26224 | 2025-02-04 | 2026-02-04 | 28816
|  |  | PRE | AHU-65 | MERV10 |  |  | 16x20x2 | 1 | 90 Days | 28179 | 2025-11-05 | 2026-02-03 | 28816
|  |  | PRE | AHU-66 | MERV10 |  |  | 16x25x2 | 2 | 90 Days | 28179 | 2025-11-05 | 2026-02-03 | 28816
|  |  | FINAL | AHU-66 | MERV16 V-BANK |  |  | 24X24X12 | 1 | 365 Days | 26224 | 2025-02-04 | 2026-02-04 | 28816
|  |  | PRE | AHU-67 | MERV10 |  |  | 16x16x2 | 4 | 90 Days | 28179 | 2025-11-05 | 2026-02-03 | 28816
|  |  | FINAL | AHU-67 | MERV16 V-BANK |  |  | 24X24X12 | 1 | 365 Days | 26224 | 2025-02-04 | 2026-02-04 | 28816
|  |  | PRE | AHU-68 | MERV10 |  |  | 16x25x2 | 2 | 90 Days | 28179 | 2025-11-05 | 2026-02-03 | 28816
|  |  | PRE | AHU-69 | MERV10 |  |  | 16x20x2 | 1 | 90 Days |  | 2025-02-04 | 2025-05-05 |  | Per packing slip 26224 crossed out
|  |  | PRE | AHU-70 | MERV10 |  |  | 20x25x2 | 1 | 90 Days | 28179 | 2025-11-05 | 2026-02-03 | 28816
|  |  | FINAL | AHU-70 | MERV16 V-BANK |  |  | 24X24X12 | 1 | 365 Days | 26224 | 2025-02-04 | 2026-02-04 | 28816
|  |  | PRE | AHU-71 | MERV10 |  |  | 24x24x2 | 1 | 90 Days | 28179 | 2025-11-05 | 2026-02-03 | 28816
|  |  | FINAL | AHU-71 | MERV16 V-BANK |  |  | 24X24X12 | 1 | 365 Days | 26224 | 2025-02-04 | 2026-02-04 | 28816
|  |  | PRE | AHU-72 | MERV10 |  |  | 16x20x2 | 1 | 90 Days | 28179 | 2025-11-05 | 2026-02-03 | 28816
|  |  | FINAL | AHU-72 | MERV16 V-BANK |  |  | 24X24X12 | 1 | 365 Days | 26224 | 2025-02-04 | 2026-02-04 | 28816
|  |  | PRE | AHU-73 | MERV10 |  |  | 16x25x2 | 2 | 90 Days | 28179 | 2025-11-05 | 2026-02-03 | 28816
|  |  | FINAL | AHU-73 | MERV16 V-BANK |  |  | 24X24X12 | 1 | 365 Days | 26224 | 2025-02-04 | 2026-02-04 | 28816
|  |  | PRE | AHU-74 | MERV10 |  |  | 16x25x2 | 2 | 90 Days | 28179 | 2025-11-05 | 2026-02-03 | 28816
|  |  | FINAL | AHU-74 | MERV16 V-BANK |  |  | 24X24X12 | 2 | 365 Days | 26224 | 2025-02-04 | 2026-02-04 | 28816
|  |  | PRE | AHU-75 | MERV10 |  |  | 15x20x2 | 2 | 90 Days | 28179 | 2025-11-05 | 2026-02-03 | 28816
|  |  | PRE | AHU-75 | MERV10 |  |  | 14x28x2 | 1 | 90 Days | 28179 | 2025-11-05 | 2026-02-03 | 28816 | • Size Change #26741 - not 14x30x2
|  |  | PRE | AHU-76 | MERV10 |  |  | 16x25x2 | 2 | 90 Days | 28179 | 2025-11-05 | 2026-02-03 | 28816
|  |  | FINAL | AHU-76 | MERV16 V-BANK |  |  | 24X24X12 | 1 | 365 Days | 26224 | 2025-02-04 | 2026-02-04 | 28816
|  |  | PRE | AHU-77 | MERV10 |  |  | 16x25x2 | 2 | 90 Days | 28179 | 2025-11-05 | 2026-02-03 | 28816
|  |  | FINAL | AHU-77 | MERV16 V-BANK |  |  | 24X24X12 | 1 | 365 Days | 26224 | 2025-02-04 | 2026-02-04 | 28816
|  |  | PRE | AHU-78 | MERV10 |  |  | 16x25x2 | 2 | 90 Days | 28179 | 2025-11-05 | 2026-02-03 | 28816
|  |  | FINAL | AHU-78 | MERV16 V-BANK |  |  | 24X24X12 | 1 | 365 Days | 26224 | 2025-02-04 | 2026-02-04 | 28816
|  |  | PRE | AHU-79 | MERV10 |  |  | 16x24x2 | 4 | 90 Days | 28179 | 2025-11-05 | 2026-02-03 | 28816 | •Updated qt from 2->4 per P.S #27366
|  |  | PRE | AHU-80 | MERV10 |  |  | 16x25x2 | 2 | 90 Days | 28179 | 2025-11-05 | 2026-02-03 | 28816
|  |  | FINAL | AHU-80 | MERV16 V-BANK |  |  | 24X24X12 | 1 | 365 Days | 26224 | 2025-02-04 | 2026-02-04 | 28816
|  |  | PRE | AH-80-1 | MERV10 |  |  | 16x16x2 | 4 | 90 Days | 28179 | 2025-11-05 | 2026-02-03 | 28816 | Packing Slip #26741 Shows QTY 2, Not 4
|  |  | FINAL | AH-80-1 | MERV16 V-BANK |  |  | 24X24X12 | 1 | 365 Days | 26224 | 2025-02-04 | 2026-02-04 | 28816
|  |  | PRE | AHU-81 | MERV10 |  |  | 16x25x2 | 2 | 90 Days | 28179 | 2025-11-05 | 2026-02-03 | 28816
|  |  | FINAL | AHU-81 | MERV16 V-BANK |  |  | 24X24X12 | 1 | 365 Days | 26224 | 2025-02-04 | 2026-02-04 | 28816
|  |  | PRE | AHU-82 | MERV10 |  |  | 16x25x2 | 2 | 90 Days | 28179 | 2025-11-05 | 2026-02-03 | 28816
|  |  | PRE | MECH OFFICE | MERV10 |  |  | 20x25x2 | 1 | 90 Days | 28179 | 2025-11-05 | 2026-02-03 | 28816
|  |  | PRE | MECH OFFICE | MERV10 |  |  | 16x20x2 | 1 | 90 Days | 28179 | 2025-11-05 | 2026-02-03 | 28816
|  |  | PRE | MECH OFFICE | MERV10 |  |  | 16x25x2 | 2 | 90 Days | 28179 | 2025-11-05 | 2026-02-03 | 28816
|  |  | PRE | MECH OFFICE | MERV10 |  |  | 20x20x1 | 2 | 90 Days |  | 2025-02-04 | 2025-05-05 |  | Per packing slip 26224 crossed out
|  |  | PRE | MECH OFFICE | MERV10 |  |  | 27x30x2 | 1 | 90 Days | 28179 | 2025-11-05 | 2026-02-03 | 28816
|  |  | PRE | POOL ROOM | MERV10 |  |  | 16x20x2 | 6 | 90 Days | 28179 | 2025-11-05 | 2026-02-03 | 28816
|  |  | PRE | POOL ROOM | MERV10 |  |  | 12x16x2 | 2 | 90 Days | 28179 | 2025-11-05 | 2026-02-03 | 28816
Formulas:
SCHEDULED DAY OF REPLACEMENT = IF(AND([FREQUENCY] <> "", [FREQUENCY] <> "Removed", [DATE OF REPLACEMENT] <> ""), [DATE OF REPLACEMENT] + IFS(TEXTAFTER([FREQUENCY]," ",1) = "Days", NUMBERVALUE(TEXTBEFORE([FREQUENCY]," ",1)), [FREQUENCY]="18 Months", 547, TEXTAFTER([FREQUENCY]," ",1) = "Years", NUMBERVALUE(TEXTBEFORE([FREQUENCY]," ",1))*365), "")

## Filter
Company / Building Name
BUILDING | LOCATION | FLOOR/AREA | STAGE | AHU NO. | FILTER TYPE | PART NUMBER | EFFICIENCY | FILTER SIZE | QUANTITY | FREQUENCY | INVOICE NUMBER | DATE OF REPLACEMENT | SCHEDULED DAY OF REPLACEMENT | PENDING ORDERS | NOTES
0 | 0 | 0 | PRE | AHU-1 | MERV10 | 0 | 0 | 15x20x2 | 6 | 90 Days | 28179 | 2025-11-05 | 2026-02-03 | 28816 | 0 | Legend
0 | 0 | 0 | FINAL | AHU-1 | MERV16 V-BANK | 0 | 0 | 24x24x12 | 2 | 365 Days | 26224 | 2025-02-04 | 2026-02-04 | 28816 | 0
0 | 0 | 0 | 0 | 0 | 0 | 0 | 0 | 0 | 0 |  | 0 | 0 |  | 0 | 0 | 30 Days | #FFFF99
0 | 0 | 0 | PRE | AHU-2 | MERV10 | 0 | 0 | 20X25X2 | 1 | 90 Days | 28179 | 2025-11-05 | 2026-02-03 | 28816 | 0 | 60 Days | #F2CEEF
0 | 0 | 0 | FINAL | AHU-2 | MERV16 V-BANK | 0 | 0 | 24x24x12 | 1 | 365 Days | 26224 | 2025-02-04 | 2026-02-04 | 28816 | 0 | 90 Days | #CCFFFF
0 | 0 | 0 | 0 | 0 | 0 | 0 | 0 | 0 | 0 |  | 0 | 0 |  | 0 | 0 | 120 Days | #E5A065
0 | 0 | 0 | PRE | AHU-3 | MERV10 | 0 | 0 | 20X25X2 | 1 | 90 Days | 28179 | 2025-11-05 | 2026-02-03 | 28816 | 0 | 180 Days | C5E0B3
0 | 0 | 0 | FINAL | AHU-3 | MERV16 V-BANK | 0 | 0 | 24x24x12 | 1 | 365 Days | 26224 | 2025-02-04 | 2026-02-04 | 28816 | 0 | 365 Days | #FBE4D5
0 | 0 | 0 | 0 | 0 | 0 | 0 | 0 | 0 | 0 |  | 0 | 0 |  | 0 | 0 | 18 Months
0 | 0 | 0 | PRE | AHU-4 | MERV10 | 0 | 0 | 15x20x2 | 2 | 90 Days | 28179 | 2025-11-05 | 2026-02-03 | 28816 | 0 | 2 Years | #49BFBC
0 | 0 | 0 | PRE | AHU-4 | MERV10 | 0 | 0 | 14x30x2 | 1 | 90 Days | 28179 | 2025-11-05 | 2026-02-03 | 28816 | 0 | 3 Years | #FFD965
0 | 0 | 0 | FINAL | AHU-4 | MERV14 V-BANK | 0 | 0 | 24x24x12 | 1 | 365 Days | 26224 | 2025-02-04 | 2026-02-04 | 28816 | 0 | Removed | ANY
0 | 0 | 0 | 0 | 0 | 0 | 0 | 0 | 0 | 0 |  | 0 | 0 |  | 0 | 0 | Past Due | #FF0000
0 | 0 | 0 | PRE | AHU-5 | MERV10 | 0 | 0 | 16x24x2 | 4 | 90 Days | 28179 | 2025-11-05 | 2026-02-03 | 28816 | Changed from 16x25x2->16x24x2 per PS 28179
0 | 0 | 0 | FINAL | AHU-5 | MERV16 V-BANK | 0 | 0 | 12x24x12 | 1 | 365 Days | 26224 | 2025-02-04 | 2026-02-04 | 28816 | 0
0 | 0 | 0 | FINAL | AHU-5 | MERV16 V-BANK | 0 | 0 | 24x24x12 | 1 | 365 Days | 26224 | 2025-02-04 | 2026-02-04 | 28816 | 0
0 | 0 | 0 | 0 | 0 | 0 | 0 | 0 | 0 | 0 |  | 0 | 0 |  | 0 | 0
0 | 0 | 0 | PRE | AHU-6 | MERV10 | 0 | 0 | 16x24x2 | 4 | 90 Days | 28179 | 2025-11-05 | 2026-02-03 | 28816 | 0
0 | 0 | 0 | FINAL | AHU-6 | MERV16 V-BANK | 0 | 0 | 24x24x12 | 1 | 365 Days | 26224 | 2025-02-04 | 2026-02-04 | 28816 | 0
0 | 0 | 0 | 0 | 0 | 0 | 0 | 0 | 0 | 0 |  | 0 | 0 |  | 0 | 0
0 | 0 | 0 | PRE | AHU-7 | MERV10 | 0 | 0 | 16x25x2 | 2 | 90 Days | 28179 | 2025-11-05 | 2026-02-03 | 28816 | 0
0 | 0 | 0 | FINAL | AHU-7 | MERV16 V-BANK | 0 | 0 | 24x24x12 | 2 | 365 Days | 26224 | 2025-02-04 | 2026-02-04 | 28816 | 0
0 | 0 | 0 | 0 | 0 | 0 | 0 | 0 | 0 | 0 |  | 0 | 0 |  | 0 | 0
0 | 0 | 0 | PRE | AHU-8 | MERV10 | 0 | 0 | 16x20x2 | 4 | 90 Days | 28179 | 2025-11-05 | 2026-02-03 | 28816 | 0
0 | 0 | 0 | FINAL | AHU-8 | MERV16 V-BANK | 0 | 0 | 24x24x12 | 2 | 365 Days | 26224 | 2025-02-04 | 2026-02-04 | 28816 | 0
0 | 0 | 0 | 0 | 0 | 0 | 0 | 0 | 0 | 0 |  | 0 | 0 |  | 0 | 0
0 | 0 | 0 | PRE | AHU-9 | MERV10 | 0 | 0 | 20x20x2 | 4 | 90 Days | 28179 | 2025-11-05 | 2026-02-03 | 28816 | 0
0 | 0 | 0 | PRE | AHU-9 | MERV10 | 0 | 0 | 20x25x2 | 2 | 90 Days | 28179 | 2025-11-05 | 2026-02-03 | 28816 | 0
0 | 0 | 0 | FINAL | AHU-9 | MERV15 | 0 | 0 | 24x24x4 | 4 | 365 Days | 26224 | 2025-02-04 | 2026-02-04 | 28816 | 0
0 | 0 | 0 | FINAL | AHU-9 | MERV15 | 0 | 0 | 12x24x4 | 2 | 365 Days | 26224 | 2025-02-04 | 2026-02-04 | 28816 | 0
0 | 0 | 0 | 0 | 0 | 0 | 0 | 0 | 0 | 0 |  | 0 | 0 |  | 0 | 0
0 | 0 | 0 | PRE | AHU-10 | MERV10 | 0 | 0 | 24x24x2 | 1 | 90 Days | 28179 | 2025-11-05 | 2026-02-03 | 28816 | 0
0 | 0 | 0 | FINAL | AHU-10 | MERV16 V-BANK | 0 | 0 | 24x24x12 | 1 | 365 Days | 26224 | 2025-02-04 | 2026-02-04 | 28816 | 0
0 | 0 | 0 | 0 | 0 | 0 | 0 | 0 | 0 | 0 |  | 0 | 0 |  | 0 | 0
0 | 0 | 0 | PRE | AHU-11 | MERV10 | 0 | 0 | 12x20x1 | 1 | 90 Days | 28179 | 2025-11-05 | 2026-02-03 | 28816 | 0
0 | 0 | 0 | 0 | 0 | 0 | 0 | 0 | 0 | 0 |  | 0 | 0 |  | 0 | 0
0 | 0 | 0 | PRE | AH-11 Telephone Room | MERV10 | 0 | 0 | 12x16x1 | 1 | Removed | 0 | 0 |  | 0 | Per PS 26224 crossed out
0 | 0 | 0 | PRE | AH-11 Telephone Room | MERV10 | 0 | 0 | 22x24x1 | 1 | Removed | 0 | 0 |  | 0 | 0
0 | 0 | 0 | 0 | 0 | 0 | 0 | 0 | 0 | 0 |  | 0 | 0 |  | 0 | 0
0 | 0 | 0 | PRE | AHU-12 | MERV10 | 0 | 0 | 20x25x2 | 2 | 90 Days | 28179 | 2025-11-05 | 2026-02-03 | 28816 | 0
0 | 0 | 0 | PRE | AHU-12 | MERV10 | 0 | 0 | 15x20x2 | 2 | 90 Days | 28179 | 2025-11-05 | 2026-02-03 | 28816 | 0
0 | 0 | 0 | FINAL | AHU-12 | MERV16 V-BANK | 0 | 0 | 24x24x12 | 1 | 365 Days | 26224 | 2025-02-04 | 2026-02-04 | 28816 | 0
0 | 0 | 0 | 0 | 0 | 0 | 0 | 0 | 0 | 0 |  | 0 | 0 |  | 0 | 0
0 | 0 | 0 | PRE | AH-13 | MERV10 | 0 | 0 | 16x16x2 | 4 | 90 Days | 28179 | 2025-11-05 | 2026-02-03 | 28816 | 0
0 | 0 | 0 | FINAL | AH-13 | MERV16 V-BANK | 0 | 0 | 24x24x12 | 1 | 365 Days | 26224 | 2025-02-04 | 2026-02-04 | 28816 | 0
0 | 0 | 0 | 0 | 0 | 0 | 0 | 0 | 0 | 0 |  | 0 | 0 |  | 0 | 0
0 | 0 | 0 | PRE | AH-14 - Pharmacy | MERV10 | 0 | 0 | 20x20x4 | 2 | 90 Days | 28179 | 2025-11-05 | 2026-02-03 | 28816 | 0
0 | 0 | 0 | 0 | 0 | 0 | 0 | 0 | 0 | 0 |  | 0 | 0 |  | 0 | 0
0 | 0 | 0 | PRE | AHU-22 | MERV10 | 0 | 0 | 16x25x2 | 2 | 90 Days | 28179 | 2025-11-05 | 2026-02-03 | 28816 | 0
0 | 0 | 0 | FINAL | AHU-22 | MERV16 V-BANK | 0 | 0 | 24X24X12 | 1 | 365 Days | 26224 | 2025-02-04 | 2026-02-04 | 28816 | 0
0 | 0 | 0 | 0 | 0 | 0 | 0 | 0 | 0 | 0 |  | 0 | 0 |  | 0 | 0
0 | 0 | 0 | PRE | AHU-23 | MERV10 | 0 | 0 | 16x25x2 | 2 | 90 Days | 28179 | 2025-11-05 | 2026-02-03 | 28816 | 0
0 | 0 | 0 | FINAL | AHU-23 | MERV16 V-BANK | 0 | 0 | 24X24X12 | 1 | 365 Days | 26224 | 2025-02-04 | 2026-02-04 | 28816 | 0
0 | 0 | 0 | 0 | 0 | 0 | 0 | 0 | 0 | 0 |  | 0 | 0 |  | 0 | 0
0 | 0 | 0 | PRE | AHU-24 | MERV10 | 0 | 0 | 16x20x2 | 1 | 90 Days | 28179 | 2025-11-05 | 2026-02-03 | 28816 | 0
0 | 0 | 0 | FINAL | AHU-24 | MERV16 V-BANK | 0 | 0 | 24X24X12 | 1 | 365 Days | 26224 | 2025-02-04 | 2026-02-04 | 28816 | 0
0 | 0 | 0 | 0 | 0 | 0 | 0 | 0 | 0 | 0 |  | 0 | 0 |  | 0 | 0
0 | 0 | 0 | PRE | AHU-25 | MERV10 | 0 | 0 | 20x25x2 | 1 | 90 Days | 28179 | 2025-11-05 | 2026-02-03 | 28816 | 0
0 | 0 | 0 | FINAL | AHU-25 | MERV16 V-BANK | 0 | 0 | 24X24X12 | 1 | 365 Days | 26224 | 2025-02-04 | 2026-02-04 | 28816 | 0
0 | 0 | 0 | 0 | 0 | 0 | 0 | 0 | 0 | 0 |  | 0 | 0 |  | 0 | 0
0 | 0 | 0 | PRE | AHU-26 | MERV10 | 0 | 0 | 16x25x2 | 2 | 90 Days | 28179 | 2025-11-05 | 2026-02-03 | 28816 | 0
0 | 0 | 0 | FINAL | AHU-26 | MERV16 V-BANK | 0 | 0 | 24X24X12 | 1 | 365 Days | 26224 | 2025-02-04 | 2026-02-04 | 28816 | 0
0 | 0 | 0 | 0 | 0 | 0 | 0 | 0 | 0 | 0 |  | 0 | 0 |  | 0 | 0
0 | 0 | 0 | PRE | AHU-27 | MERV10 | 0 | 0 | 16x16x2 | 4 | 90 Days | 28179 | 2025-11-05 | 2026-02-03 | 28816 | New Unit Model Per PS 28179
0 | 0 | 0 | FINAL | AHU-27 | MERV16 V-BANK | 0 | 0 | 24X24X12 | 1 | 365 Days | 26224 | 2025-02-04 | 2026-02-04 | 28816 | 0
0 | 0 | 0 | 0 | 0 | 0 | 0 | 0 | 0 | 0 |  | 0 | 0 |  | 0 | 0
0 | 0 | 0 | PRE | AHU-28 | MERV10 | 0 | 0 | 16x25x2 | 2 | 90 Days | 28179 | 2025-11-05 | 2026-02-03 | 28816 | 0
0 | 0 | 0 | FINAL | AHU-28 | MERV16 V-BANK | 0 | 0 | 24X24X12 | 1 | 365 Days | 26224 | 2025-02-04 | 2026-02-04 | 28816 | 0
0 | 0 | 0 | 0 | 0 | 0 | 0 | 0 | 0 | 0 |  | 0 | 0 |  | 0 | 0
0 | 0 | 0 | PRE | AHU-29 | MERV10 | 0 | 0 | 16x25x2 | 2 | 90 Days | 28179 | 2025-11-05 | 2026-02-03 | 28816 | 0
0 | 0 | 0 | FINAL | AHU-29 | MERV16 V-BANK | 0 | 0 | 24X24X12 | 1 | 365 Days | 26224 | 2025-02-04 | 2026-02-04 | 28816 | 0
0 | 0 | 0 | 0 | 0 | 0 | 0 | 0 | 0 | 0 |  | 0 | 0 |  | 0 | 0
0 | 0 | 0 | PRE | AHU-30 | MERV10 | 0 | 0 | 16x25x2 | 2 | 90 Days | 28179 | 2025-11-05 | 2026-02-03 | 28816 | 0
0 | 0 | 0 | FINAL | AHU-30 | MERV16 V-BANK | 0 | 0 | 24X24X12 | 1 | 365 Days | 26224 | 2025-02-04 | 2026-02-04 | 28816 | 0
0 | 0 | 0 | 0 | 0 | 0 | 0 | 0 | 0 | 0 |  | 0 | 0 |  | 0 | 0
0 | 0 | 0 | PRE | AHU-31 | MERV10 | 0 | 0 | 16x25x2 | 2 | 90 Days | 28179 | 2025-11-05 | 2026-02-03 | 28816 | 0
0 | 0 | 0 | FINAL | AHU-31 | MERV16 V-BANK | 0 | 0 | 24X24X12 | 1 | 365 Days | 26224 | 2025-02-04 | 2026-02-04 | 28816 | 0
0 | 0 | 0 | 0 | 0 | 0 | 0 | 0 | 0 | 0 |  | 0 | 0 |  | 0 | 0
0 | 0 | 0 | PRE | AHU-32 | MERV10 | 0 | 0 | 16x25x2 | 2 | 90 Days | 28179 | 2025-11-05 | 2026-02-03 | 28816 | 0
0 | 0 | 0 | FINAL | AHU-32 | MERV16 V-BANK | 0 | 0 | 24X24X12 | 1 | 365 Days | 26224 | 2025-02-04 | 2026-02-04 | 28816 | 0
0 | 0 | 0 | 0 | 0 | 0 | 0 | 0 | 0 | 0 |  | 0 | 0 |  | 0 | 0
0 | 0 | 0 | PRE | AHU-33 | MERV10 | 0 | 0 | 16x25x2 | 2 | 90 Days | 28179 | 2025-11-05 | 2026-02-03 | 28816 | 0
0 | 0 | 0 | FINAL | AHU-33 | MERV16 V-BANK | 0 | 0 | 24X24X12 | 1 | 365 Days | 26224 | 2025-02-04 | 2026-02-04 | 28816 | 0
0 | 0 | 0 | 0 | 0 | 0 | 0 | 0 | 0 | 0 |  | 0 | 0 |  | 0 | 0
0 | 0 | 0 | PRE | AHU-34 | MERV10 | 0 | 0 | 16x25x2 | 2 | 90 Days | 28179 | 2025-11-05 | 2026-02-03 | 28816 | 0
0 | 0 | 0 | FINAL | AHU-34 | MERV16 V-BANK | 0 | 0 | 24X24X12 | 1 | 365 Days | 26224 | 2025-02-04 | 2026-02-04 | 28816 | 0
0 | 0 | 0 | 0 | 0 | 0 | 0 | 0 | 0 | 0 |  | 0 | 0 |  | 0 | 0
0 | 0 | 0 | PRE | AHU-35 | MERV10 | 0 | 0 | 16x25x2 | 2 | 90 Days | 28179 | 2025-11-05 | 2026-02-03 | 28816 | 0
0 | 0 | 0 | FINAL | AHU-35 | MERV16 V-BANK | 0 | 0 | 24X24X12 | 1 | 365 Days | 26224 | 2025-02-04 | 2026-02-04 | 28816 | 0
0 | 0 | 0 | 0 | 0 | 0 | 0 | 0 | 0 | 0 |  | 0 | 0 |  | 0 | 0
0 | 0 | 0 | PRE | AHU-36 | MERV10 | 0 | 0 | 24x24x2 | 1 | 90 Days | 28179 | 2025-11-05 | 2026-02-03 | 28816 | 0
0 | 0 | 0 | FINAL | AHU-36 | MERV16 V-BANK | 0 | 0 | 24X24X12 | 1 | 365 Days | 26224 | 2025-02-04 | 2026-02-04 | 28816 | 0
0 | 0 | 0 | 0 | 0 | 0 | 0 | 0 | 0 | 0 |  | 0 | 0 |  | 0 | 0
0 | 0 | 0 | PRE | AHU-37 | MERV10 | 0 | 0 | 16x25x2 | 2 | 90 Days | 28179 | 2025-11-05 | 2026-02-03 | 28816 | 0
0 | 0 | 0 | FINAL | AHU-37 | MERV16 V-BANK | 0 | 0 | 24X24X12 | 1 | 365 Days | 26224 | 2025-02-04 | 2026-02-04 | 28816 | 0
0 | 0 | 0 | 0 | 0 | 0 | 0 | 0 | 0 | 0 |  | 0 | 0 |  | 0 | 0
0 | 0 | 0 | PRE | AHU-38 | MERV10 | 0 | 0 | 16x16x2 | 4 | 90 Days | 28179 | 2025-11-05 | 2026-02-03 | 28816 | 0
0 | 0 | 0 | FINAL | AHU-38 | 0 | 0 | 0 | 24X24X4 | 1 | 365 Days | 26224 | 2025-02-04 | 2026-02-04 | 28816 | 0
0 | 0 | 0 | 0 | 0 | 0 | 0 | 0 | 0 | 0 |  | 0 | 0 |  | 0 | 0
0 | 0 | 0 | PRE | AHU-39 | MERV10 | 0 | 0 | 16x16x2 | 4 | 90 Days | 28179 | 2025-11-05 | 2026-02-03 | 28816 | 0
0 | 0 | 0 | FINAL | AHU-39 | 0 | 0 | 0 | 24X24X4 | 1 | 365 Days | 26224 | 2025-02-04 | 2026-02-04 | 28816 | 0
0 | 0 | 0 | 0 | 0 | 0 | 0 | 0 | 0 | 0 |  | 0 | 0 |  | 0 | 0
0 | 0 | 0 | PRE | AHU-40 | MERV10 | 0 | 0 | 16x16x2 | 4 | 90 Days | 28179 | 2025-11-05 | 2026-02-03 | 28816 | 0
0 | 0 | 0 | FINAL | AHU-40 | 0 | 0 | 0 | 24X24X4 | 1 | 365 Days | 26224 | 2025-02-04 | 2026-02-04 | 28816 | 0
0 | 0 | 0 | 0 | 0 | 0 | 0 | 0 | 0 | 0 |  | 0 | 0 |  | 0 | 0
0 | 0 | 0 | PRE | AHU-41 | MERV10 | 0 | 0 | 16x16x2 | 4 | 90 Days | 28179 | 2025-11-05 | 2026-02-03 | 28816 | 0
0 | 0 | 0 | FINAL | AHU-41 | 0 | 0 | 0 | 24X24X4 | 1 | 365 Days | 26224 | 2025-02-04 | 2026-02-04 | 28816 | 0
0 | 0 | 0 | 0 | 0 | 0 | 0 | 0 | 0 | 0 |  | 0 | 0 |  | 0 | 0
0 | 0 | 0 | PRE | AHU-42 | MERV10 | 0 | 0 | 16x16x2 | 4 | 90 Days | 28179 | 2025-11-05 | 2026-02-03 | 28816 | 0
0 | 0 | 0 | FINAL | AHU-42 | MERV16 V-BANK | 0 | 0 | 24X24X12 | 1 | 365 Days | 26224 | 2025-02-04 | 2026-02-04 | 28816 | 0
0 | 0 | 0 | 0 | 0 | 0 | 0 | 0 | 0 | 0 |  | 0 | 0 |  | 0 | 0
0 | 0 | 0 | PRE | AHU-43 | MERV10 | 0 | 0 | 16x16x2 | 4 | 90 Days | 28179 | 2025-11-05 | 2026-02-03 | 28816 | 0
0 | 0 | 0 | FINAL | AHU-43 | MERV16 V-BANK | 0 | 0 | 24X24X4 | 1 | 365 Days | 26224 | 2025-02-04 | 2026-02-04 | 28816 | 0
0 | 0 | 0 | 0 | 0 | 0 | 0 | 0 | 0 | 0 |  | 0 | 0 |  | 0 | 0
0 | 0 | 0 | PRE | AHU-13 | MERV10 | 0 | 0 | 16x16x2 | 4 | 90 Days | 0 | 2025-02-04 | 2025-05-05 | 0 | Per packing slip #26224, repeated unit
0 | 0 | 0 | FINAL | AHU-13 | MERV16 V-BANK | 0 | 0 | 24X24X12 | 1 | 365 Days | 0 | 2025-02-04 | 2026-02-04 | 28816 | 0
0 | 0 | 0 | 0 | 0 | 0 | 0 | 0 | 0 | 0 |  | 0 | 0 |  | 0 | 0
0 | 0 | 0 | PRE | AHU-50 | MERV10 | 0 | 0 | 24x24x2 | 1 | 90 Days | 27366 | 2025-08-06 | 2025-11-04 | 0 | • Add Ons ????
0 | 0 | 0 | FINAL | AHU-50 | MERV16 V-BANK | 0 | 0 | 24X24X12 | 1 | 365 Days | 26224 | 2025-02-04 | 2026-02-04 | 28816 | • Add Ons ????
0 | 0 | 0 | 0 | 0 | 0 | 0 | 0 | 0 | 0 |  | 0 | 0 |  | 0 | 0
0 | 0 | 0 | PRE | AHU-51 | MERV10 | 0 | 0 | 24x24x2 | 1 | 90 Days | 28179 | 2025-11-05 | 2026-02-03 | 28816 | 0
0 | 0 | 0 | FINAL | AHU-51 | MERV16 V-BANK | 0 | 0 | 24X24X12 | 1 | 365 Days | 26224 | 2025-02-04 | 2026-02-04 | 28816 | 0
0 | 0 | 0 | 0 | 0 | 0 | 0 | 0 | 0 | 0 |  | 0 | 0 |  | 0 | 0
0 | 0 | 0 | PRE | AHU-52 | MERV10 | 0 | 0 | 24x24x2 | 1 | 90 Days | 28179 | 2025-11-05 | 2026-02-03 | 28816 | 0
0 | 0 | 0 | FINAL | AHU-52 | MERV16 V-BANK | 0 | 0 | 24X24X12 | 1 | 365 Days | 26224 | 2025-02-04 | 2026-02-04 | 28816 | 0
0 | 0 | 0 | 0 | 0 | 0 | 0 | 0 | 0 | 0 |  | 0 | 0 |  | 0 | 0
0 | 0 | 0 | PRE | AHU-53 | MERV10 | 0 | 0 | 24x24x2 | 1 | 90 Days | 28179 | 2025-11-05 | 2026-02-03 | 28816 | 0
0 | 0 | 0 | FINAL | AHU-53 | MERV16 V-BANK | 0 | 0 | 24X24X12 | 1 | 365 Days | 26224 | 2025-02-04 | 2026-02-04 | 28816 | 0
0 | 0 | 0 | 0 | 0 | 0 | 0 | 0 | 0 | 0 |  | 0 | 0 |  | 0 | 0
0 | 0 | 0 | PRE | AHU-54 | MERV10 | 0 | 0 | 24x24x2 | 1 | 90 Days | 28179 | 2025-11-05 | 2026-02-03 | 28816 | 0
0 | 0 | 0 | FINAL | AHU-54 | MERV16 V-BANK | 0 | 0 | 24X24X12 | 1 | 365 Days | 26224 | 2025-02-04 | 2026-02-04 | 28816 | 0
0 | 0 | 0 | 0 | 0 | 0 | 0 | 0 | 0 | 0 |  | 0 | 0 |  | 0 | 0
0 | 0 | 0 | PRE | AHU-55 | MERV10 | 0 | 0 | 24x24x2 | 1 | 90 Days | 28179 | 2025-11-05 | 2026-02-03 | 28816 | 0
0 | 0 | 0 | FINAL | AHU-55 | MERV16 V-BANK | 0 | 0 | 24X24X12 | 1 | 365 Days | 26224 | 2025-02-04 | 2026-02-04 | 28816 | 0
0 | 0 | 0 | 0 | 0 | 0 | 0 | 0 | 0 | 0 |  | 0 | 0 |  | 0 | 0
0 | 0 | 0 | PRE | AHU-56 | MERV10 | 0 | 0 | 24x24x2 | 1 | 90 Days | 28179 | 2025-11-05 | 2026-02-03 | 28816 | 0
0 | 0 | 0 | FINAL | AHU-56 | MERV16 V-BANK | 0 | 0 | 24X24X12 | 1 | 365 Days | 26224 | 2025-02-04 | 2026-02-04 | 28816 | 0
0 | 0 | 0 | 0 | 0 | 0 | 0 | 0 | 0 | 0 |  | 0 | 0 |  | 0 | 0
0 | 0 | 0 | PRE | AHU-57 | MERV10 | 0 | 0 | 15x20x2 | 2 | 90 Days | 28179 | 2025-11-05 | 2026-02-03 | 28816 | 0
0 | 0 | 0 | PRE | AHU-57 | MERV10 | 0 | 0 | 14x30x2 | 1 | 90 Days | 28179 | 2025-11-05 | 2026-02-03 | 28816 | 0
0 | 0 | 0 | FINAL | AHU-57 | MERV16 V-BANK | 0 | 0 | 24X24X12 | 1 | 365 Days | 26224 | 2025-02-04 | 2026-02-04 | 28816 | 0
0 | 0 | 0 | 0 | 0 | 0 | 0 | 0 | 0 | 0 |  | 0 | 0 |  | 0 | 0
0 | 0 | 0 | PRE | AHU-58 | MERV10 | 0 | 0 | 24x24x2 | 2 | 90 Days | 28179 | 2025-11-05 | 2026-02-03 | 28816 | 0
0 | 0 | 0 | FINAL | AHU-58 | MERV16 V-BANK | 0 | 0 | 24X24X12 | 2 | 365 Days | 26224 | 2025-02-04 | 2026-02-04 | 28816 | 0
0 | 0 | 0 | 0 | 0 | 0 | 0 | 0 | 0 | 0 |  | 0 | 0 |  | 0 | 0
0 | 0 | 0 | PRE | AHU-59 | MERV10 | 0 | 0 | 24x24x2 | 1 | 90 Days | 28179 | 2025-11-05 | 2026-02-03 | 28816 | 0
0 | 0 | 0 | FINAL | AHU-59 | MERV16 V-BANK | 0 | 0 | 24X24X12 | 1 | 365 Days | 26224 | 2025-02-04 | 2026-02-04 | 28816 | 0
0 | 0 | 0 | 0 | 0 | 0 | 0 | 0 | 0 | 0 |  | 0 | 0 |  | 0 | 0
0 | 0 | 0 | PRE | AHU-60 | MERV10 | 0 | 0 | 16x25x2 | 3 | 90 Days | 28179 | 2025-11-05 | 2026-02-03 | 28816 | 0
0 | 0 | 0 | FINAL | AHU-60 | MERV16 V-BANK | 0 | 0 | 24X24X12 | 1 | 365 Days | 26224 | 2025-02-04 | 2026-02-04 | 28816 | 0
0 | 0 | 0 | 0 | 0 | 0 | 0 | 0 | 0 | 0 |  | 0 | 0 |  | 0 | 0
0 | 0 | 0 | PRE | AHU-61 | MERV10 | 0 | 0 | 18x31.5x2 | 1 | 90 Days | 28179 | 2025-11-05 | 2026-02-03 | 28816 | 0
0 | 0 | 0 | FINAL | AHU-61 | MERV16 V-BANK | 0 | 0 | 24X24X12 | 1 | 365 Days | 26224 | 2025-02-04 | 2026-02-04 | 28816 | 0
0 | 0 | 0 | 0 | 0 | 0 | 0 | 0 | 0 | 0 |  | 0 | 0 |  | 0 | 0
0 | 0 | 0 | PRE | AHU-65 | MERV10 | 0 | 0 | 16x20x2 | 1 | 90 Days | 28179 | 2025-11-05 | 2026-02-03 | 28816 | 0
0 | 0 | 0 | 0 | 0 | 0 | 0 | 0 | 0 | 0 |  | 0 | 0 |  | 0 | 0
0 | 0 | 0 | PRE | AHU-66 | MERV10 | 0 | 0 | 16x25x2 | 2 | 90 Days | 28179 | 2025-11-05 | 2026-02-03 | 28816 | 0
0 | 0 | 0 | FINAL | AHU-66 | MERV16 V-BANK | 0 | 0 | 24X24X12 | 1 | 365 Days | 26224 | 2025-02-04 | 2026-02-04 | 28816 | 0
0 | 0 | 0 | 0 | 0 | 0 | 0 | 0 | 0 | 0 |  | 0 | 0 |  | 0 | 0
0 | 0 | 0 | PRE | AHU-67 | MERV10 | 0 | 0 | 16x16x2 | 4 | 90 Days | 28179 | 2025-11-05 | 2026-02-03 | 28816 | 0
0 | 0 | 0 | FINAL | AHU-67 | MERV16 V-BANK | 0 | 0 | 24X24X12 | 1 | 365 Days | 26224 | 2025-02-04 | 2026-02-04 | 28816 | 0
0 | 0 | 0 | 0 | 0 | 0 | 0 | 0 | 0 | 0 |  | 0 | 0 |  | 0 | 0
0 | 0 | 0 | PRE | AHU-68 | MERV10 | 0 | 0 | 16x25x2 | 2 | 90 Days | 28179 | 2025-11-05 | 2026-02-03 | 28816 | 0
0 | 0 | 0 | 0 | 0 | 0 | 0 | 0 | 0 | 0 |  | 0 | 0 |  | 0 | 0
0 | 0 | 0 | PRE | AHU-69 | MERV10 | 0 | 0 | 16x20x2 | 1 | 90 Days | 0 | 2025-02-04 | 2025-05-05 | 0 | Per packing slip 26224 crossed out
0 | 0 | 0 | 0 | 0 | 0 | 0 | 0 | 0 | 0 |  | 0 | 0 |  | 0 | 0
0 | 0 | 0 | PRE | AHU-70 | MERV10 | 0 | 0 | 20x25x2 | 1 | 90 Days | 28179 | 2025-11-05 | 2026-02-03 | 28816 | 0
0 | 0 | 0 | FINAL | AHU-70 | MERV16 V-BANK | 0 | 0 | 24X24X12 | 1 | 365 Days | 26224 | 2025-02-04 | 2026-02-04 | 28816 | 0
0 | 0 | 0 | 0 | 0 | 0 | 0 | 0 | 0 | 0 |  | 0 | 0 |  | 0 | 0
0 | 0 | 0 | PRE | AHU-71 | MERV10 | 0 | 0 | 24x24x2 | 1 | 90 Days | 28179 | 2025-11-05 | 2026-02-03 | 28816 | 0
0 | 0 | 0 | FINAL | AHU-71 | MERV16 V-BANK | 0 | 0 | 24X24X12 | 1 | 365 Days | 26224 | 2025-02-04 | 2026-02-04 | 28816 | 0
0 | 0 | 0 | 0 | 0 | 0 | 0 | 0 | 0 | 0 |  | 0 | 0 |  | 0 | 0
0 | 0 | 0 | PRE | AHU-72 | MERV10 | 0 | 0 | 16x20x2 | 1 | 90 Days | 28179 | 2025-11-05 | 2026-02-03 | 28816 | 0
0 | 0 | 0 | FINAL | AHU-72 | MERV16 V-BANK | 0 | 0 | 24X24X12 | 1 | 365 Days | 26224 | 2025-02-04 | 2026-02-04 | 28816 | 0
0 | 0 | 0 | 0 | 0 | 0 | 0 | 0 | 0 | 0 |  | 0 | 0 |  | 0 | 0
0 | 0 | 0 | PRE | AHU-73 | MERV10 | 0 | 0 | 16x25x2 | 2 | 90 Days | 28179 | 2025-11-05 | 2026-02-03 | 28816 | 0
0 | 0 | 0 | FINAL | AHU-73 | MERV16 V-BANK | 0 | 0 | 24X24X12 | 1 | 365 Days | 26224 | 2025-02-04 | 2026-02-04 | 28816 | 0
0 | 0 | 0 | 0 | 0 | 0 | 0 | 0 | 0 | 0 |  | 0 | 0 |  | 0 | 0
0 | 0 | 0 | PRE | AHU-74 | MERV10 | 0 | 0 | 16x25x2 | 2 | 90 Days | 28179 | 2025-11-05 | 2026-02-03 | 28816 | 0
0 | 0 | 0 | FINAL | AHU-74 | MERV16 V-BANK | 0 | 0 | 24X24X12 | 2 | 365 Days | 26224 | 2025-02-04 | 2026-02-04 | 28816 | 0
0 | 0 | 0 | 0 | 0 | 0 | 0 | 0 | 0 | 0 |  | 0 | 0 |  | 0 | 0
0 | 0 | 0 | PRE | AHU-75 | MERV10 | 0 | 0 | 15x20x2 | 2 | 90 Days | 28179 | 2025-11-05 | 2026-02-03 | 28816 | 0
0 | 0 | 0 | PRE | AHU-75 | MERV10 | 0 | 0 | 14x28x2 | 1 | 90 Days | 28179 | 2025-11-05 | 2026-02-03 | 28816 | • Size Change #26741 - not 14x30x2
0 | 0 | 0 | 0 | 0 | 0 | 0 | 0 | 0 | 0 |  | 0 | 0 |  | 0 | 0
0 | 0 | 0 | PRE | AHU-76 | MERV10 | 0 | 0 | 16x25x2 | 2 | 90 Days | 28179 | 2025-11-05 | 2026-02-03 | 28816 | 0
0 | 0 | 0 | FINAL | AHU-76 | MERV16 V-BANK | 0 | 0 | 24X24X12 | 1 | 365 Days | 26224 | 2025-02-04 | 2026-02-04 | 28816 | 0
0 | 0 | 0 | 0 | 0 | 0 | 0 | 0 | 0 | 0 |  | 0 | 0 |  | 0 | 0
0 | 0 | 0 | PRE | AHU-77 | MERV10 | 0 | 0 | 16x25x2 | 2 | 90 Days | 28179 | 2025-11-05 | 2026-02-03 | 28816 | 0
0 | 0 | 0 | FINAL | AHU-77 | MERV16 V-BANK | 0 | 0 | 24X24X12 | 1 | 365 Days | 26224 | 2025-02-04 | 2026-02-04 | 28816 | 0
0 | 0 | 0 | 0 | 0 | 0 | 0 | 0 | 0 | 0 |  | 0 | 0 |  | 0 | 0
0 | 0 | 0 | PRE | AHU-78 | MERV10 | 0 | 0 | 16x25x2 | 2 | 90 Days | 28179 | 2025-11-05 | 2026-02-03 | 28816 | 0
0 | 0 | 0 | FINAL | AHU-78 | MERV16 V-BANK | 0 | 0 | 24X24X12 | 1 | 365 Days | 26224 | 2025-02-04 | 2026-02-04 | 28816 | 0
0 | 0 | 0 | 0 | 0 | 0 | 0 | 0 | 0 | 0 |  | 0 | 0 |  | 0 | 0
0 | 0 | 0 | PRE | AHU-79 | MERV10 | 0 | 0 | 16x24x2 | 4 | 90 Days | 28179 | 2025-11-05 | 2026-02-03 | 28816 | •Updated qt from 2->4 per P.S #27366
0 | 0 | 0 | 0 | 0 | 0 | 0 | 0 | 0 | 0 |  | 0 | 0 |  | 0 | 0
0 | 0 | 0 | PRE | AHU-80 | MERV10 | 0 | 0 | 16x25x2 | 2 | 90 Days | 28179 | 2025-11-05 | 2026-02-03 | 28816 | 0
0 | 0 | 0 | FINAL | AHU-80 | MERV16 V-BANK | 0 | 0 | 24X24X12 | 1 | 365 Days | 26224 | 2025-02-04 | 2026-02-04 | 28816 | 0
0 | 0 | 0 | 0 | 0 | 0 | 0 | 0 | 0 | 0 |  | 0 | 0 |  | 0 | 0
0 | 0 | 0 | PRE | AH-80-1 | MERV10 | 0 | 0 | 16x16x2 | 4 | 90 Days | 28179 | 2025-11-05 | 2026-02-03 | 28816 | Packing Slip #26741 Shows QTY 2, Not 4
0 | 0 | 0 | FINAL | AH-80-1 | MERV16 V-BANK | 0 | 0 | 24X24X12 | 1 | 365 Days | 26224 | 2025-02-04 | 2026-02-04 | 28816 | 0
0 | 0 | 0 | 0 | 0 | 0 | 0 | 0 | 0 | 0 |  | 0 | 0 |  | 0 | 0
0 | 0 | 0 | PRE | AHU-81 | MERV10 | 0 | 0 | 16x25x2 | 2 | 90 Days | 28179 | 2025-11-05 | 2026-02-03 | 28816 | 0
0 | 0 | 0 | FINAL | AHU-81 | MERV16 V-BANK | 0 | 0 | 24X24X12 | 1 | 365 Days | 26224 | 2025-02-04 | 2026-02-04 | 28816 | 0
0 | 0 | 0 | 0 | 0 | 0 | 0 | 0 | 0 | 0 |  | 0 | 0 |  | 0 | 0
0 | 0 | 0 | PRE | AHU-82 | MERV10 | 0 | 0 | 16x25x2 | 2 | 90 Days | 28179 | 2025-11-05 | 2026-02-03 | 28816 | 0
0 | 0 | 0 | 0 | 0 | 0 | 0 | 0 | 0 | 0 |  | 0 | 0 |  | 0 | 0
0 | 0 | 0 | PRE | MECH OFFICE | MERV10 | 0 | 0 | 20x25x2 | 1 | 90 Days | 28179 | 2025-11-05 | 2026-02-03 | 28816 | 0
0 | 0 | 0 | PRE | MECH OFFICE | MERV10 | 0 | 0 | 16x20x2 | 1 | 90 Days | 28179 | 2025-11-05 | 2026-02-03 | 28816 | 0
0 | 0 | 0 | 0 | 0 | 0 | 0 | 0 | 0 | 0 |  | 0 | 0 |  | 0 | 0
0 | 0 | 0 | PRE | MECH OFFICE | MERV10 | 0 | 0 | 16x25x2 | 2 | 90 Days | 28179 | 2025-11-05 | 2026-02-03 | 28816 | 0
0 | 0 | 0 | 0 | 0 | 0 | 0 | 0 | 0 | 0 |  | 0 | 0 |  | 0 | 0
0 | 0 | 0 | PRE | MECH OFFICE | MERV10 | 0 | 0 | 20x20x1 | 2 | 90 Days | 0 | 2025-02-04 | 2025-05-05 | 0 | Per packing slip 26224 crossed out
0 | 0 | 0 | PRE | MECH OFFICE | MERV10 | 0 | 0 | 27x30x2 | 1 | 90 Days | 28179 | 2025-11-05 | 2026-02-03 | 28816 | 0
0 | 0 | 0 | 0 | 0 | 0 | 0 | 0 | 0 | 0 |  | 0 | 0 |  | 0 | 0
0 | 0 | 0 | PRE | POOL ROOM | MERV10 | 0 | 0 | 16x20x2 | 6 | 90 Days | 28179 | 2025-11-05 | 2026-02-03 | 28816 | 0
0 | 0 | 0 | PRE | POOL ROOM | MERV10 | 0 | 0 | 12x16x2 | 2 | 90 Days | 28179 | 2025-11-05 | 2026-02-03 | 28816 | 0
0 | 0 | 0 | 0 | 0 | 0 | 0 | 0 | 0 | 0 | 0 | 0 | 0 |  | 0 | 0
0 | 0 | 0 | 0 | 0 | 0 | 0 | 0 | 0 | 0 | 0 | 0 | 0 |  | 0 | 0
0 | 0 | 0 | 0 | 0 | 0 | 0 | 0 | 0 | 0 | 0 | 0 | 0 |  | 0 | 0
0 | 0 | 0 | 0 | 0 | 0 | 0 | 0 | 0 | 0 | 0 | 0 | 0 |  | 0 | 0
0 | 0 | 0 | 0 | 0 | 0 | 0 | 0 | 0 | 0 | 0 | 0 | 0 |  | 0 | 0
0 | 0 | 0 | 0 | 0 | 0 | 0 | 0 | 0 | 0 | 0 | 0 | 0 |  | 0 | 0
0 | 0 | 0 | 0 | 0 | 0 | 0 | 0 | 0 | 0 | 0 | 0 | 0 |  | 0 | 0
0 | 0 | 0 | 0 | 0 | 0 | 0 | 0 | 0 | 0 | 0 | 0 | 0 |  | 0 | 0
0 | 0 | 0 | 0 | 0 | 0 | 0 | 0 | 0 | 0 | 0 | 0 | 0 |  | 0 | 0
0 | 0 | 0 | 0 | 0 | 0 | 0 | 0 | 0 | 0 | 0 | 0 | 0 |  | 0 | 0
0 | 0 | 0 | 0 | 0 | 0 | 0 | 0 | 0 | 0 | 0 | 0 | 0 |  | 0 | 0
0 | 0 | 0 | 0 | 0 | 0 | 0 | 0 | 0 | 0 | 0 | 0 | 0 |  | 0 | 0
0 | 0 | 0 | 0 | 0 | 0 | 0 | 0 | 0 | 0 | 0 | 0 | 0 |  | 0 | 0
0 | 0 | 0 | 0 | 0 | 0 | 0 | 0 | 0 | 0 | 0 | 0 | 0 |  | 0 | 0
0 | 0 | 0 | 0 | 0 | 0 | 0 | 0 | 0 | 0 | 0 | 0 | 0 |  | 0 | 0
0 | 0 | 0 | 0 | 0 | 0 | 0 | 0 | 0 | 0 | 0 | 0 | 0 |  | 0 | 0
0 | 0 | 0 | 0 | 0 | 0 | 0 | 0 | 0 | 0 | 0 | 0 | 0 |  | 0 | 0
0 | 0 | 0 | 0 | 0 | 0 | 0 | 0 | 0 | 0 | 0 | 0 | 0 |  | 0 | 0
0 | 0 | 0 | 0 | 0 | 0 | 0 | 0 | 0 | 0 | 0 | 0 | 0 |  | 0 | 0
0 | 0 | 0 | 0 | 0 | 0 | 0 | 0 | 0 | 0 | 0 | 0 | 0 |  | 0 | 0
0 | 0 | 0 | 0 | 0 | 0 | 0 | 0 | 0 | 0 | 0 | 0 | 0 |  | 0 | 0
0 | 0 | 0 | 0 | 0 | 0 | 0 | 0 | 0 | 0 | 0 | 0 | 0 |  | 0 | 0
0 | 0 | 0 | 0 | 0 | 0 | 0 | 0 | 0 | 0 | 0 | 0 | 0 |  | 0 | 0
0 | 0 | 0 | 0 | 0 | 0 | 0 | 0 | 0 | 0 | 0 | 0 | 0 |  | 0 | 0
0 | 0 | 0 | 0 | 0 | 0 | 0 | 0 | 0 | 0 | 0 | 0 | 0 |  | 0 | 0
0 | 0 | 0 | 0 | 0 | 0 | 0 | 0 | 0 | 0 | 0 | 0 | 0 |  | 0 | 0
0 | 0 | 0 | 0 | 0 | 0 | 0 | 0 | 0 | 0 | 0 | 0 | 0 |  | 0 | 0
0 | 0 | 0 | 0 | 0 | 0 | 0 | 0 | 0 | 0 | 0 | 0 | 0 |  | 0 | 0
0 | 0 | 0 | 0 | 0 | 0 | 0 | 0 | 0 | 0 | 0 | 0 | 0 |  | 0 | 0
0 | 0 | 0 | 0 | 0 | 0 | 0 | 0 | 0 | 0 | 0 | 0 | 0 |  | 0 | 0
0 | 0 | 0 | 0 | 0 | 0 | 0 | 0 | 0 | 0 | 0 | 0 | 0 |  | 0 | 0
0 | 0 | 0 | 0 | 0 | 0 | 0 | 0 | 0 | 0 | 0 | 0 | 0 |  | 0 | 0
0 | 0 | 0 | 0 | 0 | 0 | 0 | 0 | 0 | 0 | 0 | 0 | 0 |  | 0 | 0
0 | 0 | 0 | 0 | 0 | 0 | 0 | 0 | 0 | 0 | 0 | 0 | 0 |  | 0 | 0
0 | 0 | 0 | 0 | 0 | 0 | 0 | 0 | 0 | 0 | 0 | 0 | 0 |  | 0 | 0
0 | 0 | 0 | 0 | 0 | 0 | 0 | 0 | 0 | 0 | 0 | 0 | 0 |  | 0 | 0
0 | 0 | 0 | 0 | 0 | 0 | 0 | 0 | 0 | 0 | 0 | 0 | 0 |  | 0 | 0
0 | 0 | 0 | 0 | 0 | 0 | 0 | 0 | 0 | 0 | 0 | 0 | 0 |  | 0 | 0
0 | 0 | 0 | 0 | 0 | 0 | 0 | 0 | 0 | 0 | 0 | 0 | 0 |  | 0 | 0
0 | 0 | 0 | 0 | 0 | 0 | 0 | 0 | 0 | 0 | 0 | 0 | 0 |  | 0 | 0
0 | 0 | 0 | 0 | 0 | 0 | 0 | 0 | 0 | 0 | 0 | 0 | 0 |  | 0 | 0
0 | 0 | 0 | 0 | 0 | 0 | 0 | 0 | 0 | 0 | 0 | 0 | 0 |  | 0 | 0
0 | 0 | 0 | 0 | 0 | 0 | 0 | 0 | 0 | 0 | 0 | 0 | 0 |  | 0 | 0
0 | 0 | 0 | 0 | 0 | 0 | 0 | 0 | 0 | 0 | 0 | 0 | 0 |  | 0 | 0
0 | 0 | 0 | 0 | 0 | 0 | 0 | 0 | 0 | 0 | 0 | 0 | 0 |  | 0 | 0
0 | 0 | 0 | 0 | 0 | 0 | 0 | 0 | 0 | 0 | 0 | 0 | 0 |  | 0 | 0
0 | 0 | 0 | 0 | 0 | 0 | 0 | 0 | 0 | 0 | 0 | 0 | 0 |  | 0 | 0
0 | 0 | 0 | 0 | 0 | 0 | 0 | 0 | 0 | 0 | 0 | 0 | 0 |  | 0 | 0
0 | 0 | 0 | 0 | 0 | 0 | 0 | 0 | 0 | 0 | 0 | 0 | 0 |  | 0 | 0
0 | 0 | 0 | 0 | 0 | 0 | 0 | 0 | 0 | 0 | 0 | 0 | 0 |  | 0 | 0
0 | 0 | 0 | 0 | 0 | 0 | 0 | 0 | 0 | 0 | 0 | 0 | 0 |  | 0 | 0
0 | 0 | 0 | 0 | 0 | 0 | 0 | 0 | 0 | 0 | 0 | 0 | 0 |  | 0 | 0
0 | 0 | 0 | 0 | 0 | 0 | 0 | 0 | 0 | 0 | 0 | 0 | 0 |  | 0 | 0
0 | 0 | 0 | 0 | 0 | 0 | 0 | 0 | 0 | 0 | 0 | 0 | 0 |  | 0 | 0
0 | 0 | 0 | 0 | 0 | 0 | 0 | 0 | 0 | 0 | 0 | 0 | 0 |  | 0 | 0
0 | 0 | 0 | 0 | 0 | 0 | 0 | 0 | 0 | 0 | 0 | 0 | 0 |  | 0 | 0
0 | 0 | 0 | 0 | 0 | 0 | 0 | 0 | 0 | 0 | 0 | 0 | 0 |  | 0 | 0
0 | 0 | 0 | 0 | 0 | 0 | 0 | 0 | 0 | 0 | 0 | 0 | 0 |  | 0 | 0
0 | 0 | 0 | 0 | 0 | 0 | 0 | 0 | 0 | 0 | 0 | 0 | 0 |  | 0 | 0
0 | 0 | 0 | 0 | 0 | 0 | 0 | 0 | 0 | 0 | 0 | 0 | 0 |  | 0 | 0
0 | 0 | 0 | 0 | 0 | 0 | 0 | 0 | 0 | 0 | 0 | 0 | 0 |  | 0 | 0
0 | 0 | 0 | 0 | 0 | 0 | 0 | 0 | 0 | 0 | 0 | 0 | 0 |  | 0 | 0
0 | 0 | 0 | 0 | 0 | 0 | 0 | 0 | 0 | 0 | 0 | 0 | 0 |  | 0 | 0
0 | 0 | 0 | 0 | 0 | 0 | 0 | 0 | 0 | 0 | 0 | 0 | 0 |  | 0 | 0
0 | 0 | 0 | 0 | 0 | 0 | 0 | 0 | 0 | 0 | 0 | 0 | 0 |  | 0 | 0
0 | 0 | 0 | 0 | 0 | 0 | 0 | 0 | 0 | 0 | 0 | 0 | 0 |  | 0 | 0
0 | 0 | 0 | 0 | 0 | 0 | 0 | 0 | 0 | 0 | 0 | 0 | 0 |  | 0 | 0
0 | 0 | 0 | 0 | 0 | 0 | 0 | 0 | 0 | 0 | 0 | 0 | 0 |  | 0 | 0
0 | 0 | 0 | 0 | 0 | 0 | 0 | 0 | 0 | 0 | 0 | 0 | 0 |  | 0 | 0
0 | 0 | 0 | 0 | 0 | 0 | 0 | 0 | 0 | 0 | 0 | 0 | 0 |  | 0 | 0
0 | 0 | 0 | 0 | 0 | 0 | 0 | 0 | 0 | 0 | 0 | 0 | 0 |  | 0 | 0
0 | 0 | 0 | 0 | 0 | 0 | 0 | 0 | 0 | 0 | 0 | 0 | 0 |  | 0 | 0
0 | 0 | 0 | 0 | 0 | 0 | 0 | 0 | 0 | 0 | 0 | 0 | 0 |  | 0 | 0
0 | 0 | 0 | 0 | 0 | 0 | 0 | 0 | 0 | 0 | 0 | 0 | 0 |  | 0 | 0
0 | 0 | 0 | 0 | 0 | 0 | 0 | 0 | 0 | 0 | 0 | 0 | 0 |  | 0 | 0
0 | 0 | 0 | 0 | 0 | 0 | 0 | 0 | 0 | 0 | 0 | 0 | 0 |  | 0 | 0
0 | 0 | 0 | 0 | 0 | 0 | 0 | 0 | 0 | 0 | 0 | 0 | 0 |  | 0 | 0
0 | 0 | 0 | 0 | 0 | 0 | 0 | 0 | 0 | 0 | 0 | 0 | 0 |  | 0 | 0
0 | 0 | 0 | 0 | 0 | 0 | 0 | 0 | 0 | 0 | 0 | 0 | 0 |  | 0 | 0
0 | 0 | 0 | 0 | 0 | 0 | 0 | 0 | 0 | 0 | 0 | 0 | 0 |  | 0 | 0
0 | 0 | 0 | 0 | 0 | 0 | 0 | 0 | 0 | 0 | 0 | 0 | 0 |  | 0 | 0
0 | 0 | 0 | 0 | 0 | 0 | 0 | 0 | 0 | 0 | 0 | 0 | 0 |  | 0 | 0
0 | 0 | 0 | 0 | 0 | 0 | 0 | 0 | 0 | 0 | 0 | 0 | 0 |  | 0 | 0
0 | 0 | 0 | 0 | 0 | 0 | 0 | 0 | 0 | 0 | 0 | 0 | 0 |  | 0 | 0
0 | 0 | 0 | 0 | 0 | 0 | 0 | 0 | 0 | 0 | 0 | 0 | 0 |  | 0 | 0
0 | 0 | 0 | 0 | 0 | 0 | 0 | 0 | 0 | 0 | 0 | 0 | 0 |  | 0 | 0
0 | 0 | 0 | 0 | 0 | 0 | 0 | 0 | 0 | 0 | 0 | 0 | 0 |  | 0 | 0
0 | 0 | 0 | 0 | 0 | 0 | 0 | 0 | 0 | 0 | 0 | 0 | 0 |  | 0 | 0
0 | 0 | 0 | 0 | 0 | 0 | 0 | 0 | 0 | 0 | 0 | 0 | 0 |  | 0 | 0
0 | 0 | 0 | 0 | 0 | 0 | 0 | 0 | 0 | 0 | 0 | 0 | 0 |  | 0 | 0
0 | 0 | 0 | 0 | 0 | 0 | 0 | 0 | 0 | 0 | 0 | 0 | 0 |  | 0 | 0
0 | 0 | 0 | 0 | 0 | 0 | 0 | 0 | 0 | 0 | 0 | 0 | 0 |  | 0 | 0
0 | 0 | 0 | 0 | 0 | 0 | 0 | 0 | 0 | 0 | 0 | 0 | 0 |  | 0 | 0
0 | 0 | 0 | 0 | 0 | 0 | 0 | 0 | 0 | 0 | 0 | 0 | 0 |  | 0 | 0
0 | 0 | 0 | 0 | 0 | 0 | 0 | 0 | 0 | 0 | 0 | 0 | 0 |  | 0 | 0
0 | 0 | 0 | 0 | 0 | 0 | 0 | 0 | 0 | 0 | 0 | 0 | 0 |  | 0 | 0
0 | 0 | 0 | 0 | 0 | 0 | 0 | 0 | 0 | 0 | 0 | 0 | 0 |  | 0 | 0
0 | 0 | 0 | 0 | 0 | 0 | 0 | 0 | 0 | 0 | 0 | 0 | 0 |  | 0 | 0
0 | 0 | 0 | 0 | 0 | 0 | 0 | 0 | 0 | 0 | 0 | 0 | 0 |  | 0 | 0
0 | 0 | 0 | 0 | 0 | 0 | 0 | 0 | 0 | 0 | 0 | 0 | 0 |  | 0 | 0
0 | 0 | 0 | 0 | 0 | 0 | 0 | 0 | 0 | 0 | 0 | 0 | 0 |  | 0 | 0
0 | 0 | 0 | 0 | 0 | 0 | 0 | 0 | 0 | 0 | 0 | 0 | 0 |  | 0 | 0
0 | 0 | 0 | 0 | 0 | 0 | 0 | 0 | 0 | 0 | 0 | 0 | 0 |  | 0 | 0
0 | 0 | 0 | 0 | 0 | 0 | 0 | 0 | 0 | 0 | 0 | 0 | 0 |  | 0 | 0
0 | 0 | 0 | 0 | 0 | 0 | 0 | 0 | 0 | 0 | 0 | 0 | 0 |  | 0 | 0
0 | 0 | 0 | 0 | 0 | 0 | 0 | 0 | 0 | 0 | 0 | 0 | 0 |  | 0 | 0
0 | 0 | 0 | 0 | 0 | 0 | 0 | 0 | 0 | 0 | 0 | 0 | 0 |  | 0 | 0
0 | 0 | 0 | 0 | 0 | 0 | 0 | 0 | 0 | 0 | 0 | 0 | 0 |  | 0 | 0
0 | 0 | 0 | 0 | 0 | 0 | 0 | 0 | 0 | 0 | 0 | 0 | 0 |  | 0 | 0
0 | 0 | 0 | 0 | 0 | 0 | 0 | 0 | 0 | 0 | 0 | 0 | 0 |  | 0 | 0
0 | 0 | 0 | 0 | 0 | 0 | 0 | 0 | 0 | 0 | 0 | 0 | 0 |  | 0 | 0
0 | 0 | 0 | 0 | 0 | 0 | 0 | 0 | 0 | 0 | 0 | 0 | 0 |  | 0 | 0
0 | 0 | 0 | 0 | 0 | 0 | 0 | 0 | 0 | 0 | 0 | 0 | 0 |  | 0 | 0
0 | 0 | 0 | 0 | 0 | 0 | 0 | 0 | 0 | 0 | 0 | 0 | 0 |  | 0 | 0
0 | 0 | 0 | 0 | 0 | 0 | 0 | 0 | 0 | 0 | 0 | 0 | 0 |  | 0 | 0
0 | 0 | 0 | 0 | 0 | 0 | 0 | 0 | 0 | 0 | 0 | 0 | 0 |  | 0 | 0
0 | 0 | 0 | 0 | 0 | 0 | 0 | 0 | 0 | 0 | 0 | 0 | 0 |  | 0 | 0
0 | 0 | 0 | 0 | 0 | 0 | 0 | 0 | 0 | 0 | 0 | 0 | 0 |  | 0 | 0
0 | 0 | 0 | 0 | 0 | 0 | 0 | 0 | 0 | 0 | 0 | 0 | 0 |  | 0 | 0
0 | 0 | 0 | 0 | 0 | 0 | 0 | 0 | 0 | 0 | 0 | 0 | 0 |  | 0 | 0
0 | 0 | 0 | 0 | 0 | 0 | 0 | 0 | 0 | 0 | 0 | 0 | 0 |  | 0 | 0
0 | 0 | 0 | 0 | 0 | 0 | 0 | 0 | 0 | 0 | 0 | 0 | 0 |  | 0 | 0
0 | 0 | 0 | 0 | 0 | 0 | 0 | 0 | 0 | 0 | 0 | 0 | 0 |  | 0 | 0
0 | 0 | 0 | 0 | 0 | 0 | 0 | 0 | 0 | 0 | 0 | 0 | 0 |  | 0 | 0
0 | 0 | 0 | 0 | 0 | 0 | 0 | 0 | 0 | 0 | 0 | 0 | 0 |  | 0 | 0
0 | 0 | 0 | 0 | 0 | 0 | 0 | 0 | 0 | 0 | 0 | 0 | 0 |  | 0 | 0
0 | 0 | 0 | 0 | 0 | 0 | 0 | 0 | 0 | 0 | 0 | 0 | 0 |  | 0 | 0
0 | 0 | 0 | 0 | 0 | 0 | 0 | 0 | 0 | 0 | 0 | 0 | 0 |  | 0 | 0
0 | 0 | 0 | 0 | 0 | 0 | 0 | 0 | 0 | 0 | 0 | 0 | 0 |  | 0 | 0
0 | 0 | 0 | 0 | 0 | 0 | 0 | 0 | 0 | 0 | 0 | 0 | 0 |  | 0 | 0
0 | 0 | 0 | 0 | 0 | 0 | 0 | 0 | 0 | 0 | 0 | 0 | 0 |  | 0 | 0
0 | 0 | 0 | 0 | 0 | 0 | 0 | 0 | 0 | 0 | 0 | 0 | 0 |  | 0 | 0
0 | 0 | 0 | 0 | 0 | 0 | 0 | 0 | 0 | 0 | 0 | 0 | 0 |  | 0 | 0
0 | 0 | 0 | 0 | 0 | 0 | 0 | 0 | 0 | 0 | 0 | 0 | 0 |  | 0 | 0
0 | 0 | 0 | 0 | 0 | 0 | 0 | 0 | 0 | 0 | 0 | 0 | 0 |  | 0 | 0
0 | 0 | 0 | 0 | 0 | 0 | 0 | 0 | 0 | 0 | 0 | 0 | 0 |  | 0 | 0
0 | 0 | 0 | 0 | 0 | 0 | 0 | 0 | 0 | 0 | 0 | 0 | 0 |  | 0 | 0
0 | 0 | 0 | 0 | 0 | 0 | 0 | 0 | 0 | 0 | 0 | 0 | 0 |  | 0 | 0
0 | 0 | 0 | 0 | 0 | 0 | 0 | 0 | 0 | 0 | 0 | 0 | 0 |  | 0 | 0
0 | 0 | 0 | 0 | 0 | 0 | 0 | 0 | 0 | 0 | 0 | 0 | 0 |  | 0 | 0
0 | 0 | 0 | 0 | 0 | 0 | 0 | 0 | 0 | 0 | 0 | 0 | 0 |  | 0 | 0
0 | 0 | 0 | 0 | 0 | 0 | 0 | 0 | 0 | 0 | 0 | 0 | 0 |  | 0 | 0
0 | 0 | 0 | 0 | 0 | 0 | 0 | 0 | 0 | 0 | 0 | 0 | 0 |  | 0 | 0
0 | 0 | 0 | 0 | 0 | 0 | 0 | 0 | 0 | 0 | 0 | 0 | 0 |  | 0 | 0
0 | 0 | 0 | 0 | 0 | 0 | 0 | 0 | 0 | 0 | 0 | 0 | 0 |  | 0 | 0
0 | 0 | 0 | 0 | 0 | 0 | 0 | 0 | 0 | 0 | 0 | 0 | 0 |  | 0 | 0
0 | 0 | 0 | 0 | 0 | 0 | 0 | 0 | 0 | 0 | 0 | 0 | 0 |  | 0 | 0
0 | 0 | 0 | 0 | 0 | 0 | 0 | 0 | 0 | 0 | 0 | 0 | 0 |  | 0 | 0
0 | 0 | 0 | 0 | 0 | 0 | 0 | 0 | 0 | 0 | 0 | 0 | 0 |  | 0 | 0
0 | 0 | 0 | 0 | 0 | 0 | 0 | 0 | 0 | 0 | 0 | 0 | 0 |  | 0 | 0
0 | 0 | 0 | 0 | 0 | 0 | 0 | 0 | 0 | 0 | 0 | 0 | 0 |  | 0 | 0
0 | 0 | 0 | 0 | 0 | 0 | 0 | 0 | 0 | 0 | 0 | 0 | 0 |  | 0 | 0
0 | 0 | 0 | 0 | 0 | 0 | 0 | 0 | 0 | 0 | 0 | 0 | 0 |  | 0 | 0
0 | 0 | 0 | 0 | 0 | 0 | 0 | 0 | 0 | 0 | 0 | 0 | 0 |  | 0 | 0
0 | 0 | 0 | 0 | 0 | 0 | 0 | 0 | 0 | 0 | 0 | 0 | 0 |  | 0 | 0
0 | 0 | 0 | 0 | 0 | 0 | 0 | 0 | 0 | 0 | 0 | 0 | 0 |  | 0 | 0
0 | 0 | 0 | 0 | 0 | 0 | 0 | 0 | 0 | 0 | 0 | 0 | 0 |  | 0 | 0
0 | 0 | 0 | 0 | 0 | 0 | 0 | 0 | 0 | 0 | 0 | 0 | 0 |  | 0 | 0
0 | 0 | 0 | 0 | 0 | 0 | 0 | 0 | 0 | 0 | 0 | 0 | 0 |  | 0 | 0
0 | 0 | 0 | 0 | 0 | 0 | 0 | 0 | 0 | 0 | 0 | 0 | 0 |  | 0 | 0
0 | 0 | 0 | 0 | 0 | 0 | 0 | 0 | 0 | 0 | 0 | 0 | 0 |  | 0 | 0
0 | 0 | 0 | 0 | 0 | 0 | 0 | 0 | 0 | 0 | 0 | 0 | 0 |  | 0 | 0
0 | 0 | 0 | 0 | 0 | 0 | 0 | 0 | 0 | 0 | 0 | 0 | 0 |  | 0 | 0
0 | 0 | 0 | 0 | 0 | 0 | 0 | 0 | 0 | 0 | 0 | 0 | 0 |  | 0 | 0
0 | 0 | 0 | 0 | 0 | 0 | 0 | 0 | 0 | 0 | 0 | 0 | 0 |  | 0 | 0
0 | 0 | 0 | 0 | 0 | 0 | 0 | 0 | 0 | 0 | 0 | 0 | 0 |  | 0 | 0
0 | 0 | 0 | 0 | 0 | 0 | 0 | 0 | 0 | 0 | 0 | 0 | 0 |  | 0 | 0
0 | 0 | 0 | 0 | 0 | 0 | 0 | 0 | 0 | 0 | 0 | 0 | 0 |  | 0 | 0
0 | 0 | 0 | 0 | 0 | 0 | 0 | 0 | 0 | 0 | 0 | 0 | 0 |  | 0 | 0
0 | 0 | 0 | 0 | 0 | 0 | 0 | 0 | 0 | 0 | 0 | 0 | 0 |  | 0 | 0
0 | 0 | 0 | 0 | 0 | 0 | 0 | 0 | 0 | 0 | 0 | 0 | 0 |  | 0 | 0
0 | 0 | 0 | 0 | 0 | 0 | 0 | 0 | 0 | 0 | 0 | 0 | 0 |  | 0 | 0
0 | 0 | 0 | 0 | 0 | 0 | 0 | 0 | 0 | 0 | 0 | 0 | 0 |  | 0 | 0
0 | 0 | 0 | 0 | 0 | 0 | 0 | 0 | 0 | 0 | 0 | 0 | 0 |  | 0 | 0
0 | 0 | 0 | 0 | 0 | 0 | 0 | 0 | 0 | 0 | 0 | 0 | 0 |  | 0 | 0
0 | 0 | 0 | 0 | 0 | 0 | 0 | 0 | 0 | 0 | 0 | 0 | 0 |  | 0 | 0
0 | 0 | 0 | 0 | 0 | 0 | 0 | 0 | 0 | 0 | 0 | 0 | 0 |  | 0 | 0
0 | 0 | 0 | 0 | 0 | 0 | 0 | 0 | 0 | 0 | 0 | 0 | 0 |  | 0 | 0
0 | 0 | 0 | 0 | 0 | 0 | 0 | 0 | 0 | 0 | 0 | 0 | 0 |  | 0 | 0
0 | 0 | 0 | 0 | 0 | 0 | 0 | 0 | 0 | 0 | 0 | 0 | 0 |  | 0 | 0
0 | 0 | 0 | 0 | 0 | 0 | 0 | 0 | 0 | 0 | 0 | 0 | 0 |  | 0 | 0
0 | 0 | 0 | 0 | 0 | 0 | 0 | 0 | 0 | 0 | 0 | 0 | 0 |  | 0 | 0
0 | 0 | 0 | 0 | 0 | 0 | 0 | 0 | 0 | 0 | 0 | 0 | 0 |  | 0 | 0
0 | 0 | 0 | 0 | 0 | 0 | 0 | 0 | 0 | 0 | 0 | 0 | 0 |  | 0 | 0
0 | 0 | 0 | 0 | 0 | 0 | 0 | 0 | 0 | 0 | 0 | 0 | 0 |  | 0 | 0
0 | 0 | 0 | 0 | 0 | 0 | 0 | 0 | 0 | 0 | 0 | 0 | 0 |  | 0 | 0
0 | 0 | 0 | 0 | 0 | 0 | 0 | 0 | 0 | 0 | 0 | 0 | 0 |  | 0 | 0
0 | 0 | 0 | 0 | 0 | 0 | 0 | 0 | 0 | 0 | 0 | 0 | 0 |  | 0 | 0
0 | 0 | 0 | 0 | 0 | 0 | 0 | 0 | 0 | 0 | 0 | 0 | 0 |  | 0 | 0
0 | 0 | 0 | 0 | 0 | 0 | 0 | 0 | 0 | 0 | 0 | 0 | 0 |  | 0 | 0
0 | 0 | 0 | 0 | 0 | 0 | 0 | 0 | 0 | 0 | 0 | 0 | 0 |  | 0 | 0
0 | 0 | 0 | 0 | 0 | 0 | 0 | 0 | 0 | 0 | 0 | 0 | 0 |  | 0 | 0
0 | 0 | 0 | 0 | 0 | 0 | 0 | 0 | 0 | 0 | 0 | 0 | 0 |  | 0 | 0
0 | 0 | 0 | 0 | 0 | 0 | 0 | 0 | 0 | 0 | 0 | 0 | 0 |  | 0 | 0
0 | 0 | 0 | 0 | 0 | 0 | 0 | 0 | 0 | 0 | 0 | 0 | 0 |  | 0 | 0
0 | 0 | 0 | 0 | 0 | 0 | 0 | 0 | 0 | 0 | 0 | 0 | 0 |  | 0 | 0
0 | 0 | 0 | 0 | 0 | 0 | 0 | 0 | 0 | 0 | 0 | 0 | 0 |  | 0 | 0
0 | 0 | 0 | 0 | 0 | 0 | 0 | 0 | 0 | 0 | 0 | 0 | 0 |  | 0 | 0
0 | 0 | 0 | 0 | 0 | 0 | 0 | 0 | 0 | 0 | 0 | 0 | 0 |  | 0 | 0
0 | 0 | 0 | 0 | 0 | 0 | 0 | 0 | 0 | 0 | 0 | 0 | 0 |  | 0 | 0
0 | 0 | 0 | 0 | 0 | 0 | 0 | 0 | 0 | 0 | 0 | 0 | 0 |  | 0 | 0
0 | 0 | 0 | 0 | 0 | 0 | 0 | 0 | 0 | 0 | 0 | 0 | 0 |  | 0 | 0
0 | 0 | 0 | 0 | 0 | 0 | 0 | 0 | 0 | 0 | 0 | 0 | 0 |  | 0 | 0
0 | 0 | 0 | 0 | 0 | 0 | 0 | 0 | 0 | 0 | 0 | 0 | 0 |  | 0 | 0
0 | 0 | 0 | 0 | 0 | 0 | 0 | 0 | 0 | 0 | 0 | 0 | 0 |  | 0 | 0
0 | 0 | 0 | 0 | 0 | 0 | 0 | 0 | 0 | 0 | 0 | 0 | 0 |  | 0 | 0
0 | 0 | 0 | 0 | 0 | 0 | 0 | 0 | 0 | 0 | 0 | 0 | 0 |  | 0 | 0
0 | 0 | 0 | 0 | 0 | 0 | 0 | 0 | 0 | 0 | 0 | 0 | 0 |  | 0 | 0
0 | 0 | 0 | 0 | 0 | 0 | 0 | 0 | 0 | 0 | 0 | 0 | 0 |  | 0 | 0
0 | 0 | 0 | 0 | 0 | 0 | 0 | 0 | 0 | 0 | 0 | 0 | 0 |  | 0 | 0
0 | 0 | 0 | 0 | 0 | 0 | 0 | 0 | 0 | 0 | 0 | 0 | 0 |  | 0 | 0
0 | 0 | 0 | 0 | 0 | 0 | 0 | 0 | 0 | 0 | 0 | 0 | 0 |  | 0 | 0
0 | 0 | 0 | 0 | 0 | 0 | 0 | 0 | 0 | 0 | 0 | 0 | 0 |  | 0 | 0
0 | 0 | 0 | 0 | 0 | 0 | 0 | 0 | 0 | 0 | 0 | 0 | 0 |  | 0 | 0
0 | 0 | 0 | 0 | 0 | 0 | 0 | 0 | 0 | 0 | 0 | 0 | 0 |  | 0 | 0
0 | 0 | 0 | 0 | 0 | 0 | 0 | 0 | 0 | 0 | 0 | 0 | 0 |  | 0 | 0
0 | 0 | 0 | 0 | 0 | 0 | 0 | 0 | 0 | 0 | 0 | 0 | 0 |  | 0 | 0
0 | 0 | 0 | 0 | 0 | 0 | 0 | 0 | 0 | 0 | 0 | 0 | 0 |  | 0 | 0
0 | 0 | 0 | 0 | 0 | 0 | 0 | 0 | 0 | 0 | 0 | 0 | 0 |  | 0 | 0
0 | 0 | 0 | 0 | 0 | 0 | 0 | 0 | 0 | 0 | 0 | 0 | 0 |  | 0 | 0
0 | 0 | 0 | 0 | 0 | 0 | 0 | 0 | 0 | 0 | 0 | 0 | 0 |  | 0 | 0
0 | 0 | 0 | 0 | 0 | 0 | 0 | 0 | 0 | 0 | 0 | 0 | 0 |  | 0 | 0
0 | 0 | 0 | 0 | 0 | 0 | 0 | 0 | 0 | 0 | 0 | 0 | 0 |  | 0 | 0
0 | 0 | 0 | 0 | 0 | 0 | 0 | 0 | 0 | 0 | 0 | 0 | 0 |  | 0 | 0
0 | 0 | 0 | 0 | 0 | 0 | 0 | 0 | 0 | 0 | 0 | 0 | 0 |  | 0 | 0
0 | 0 | 0 | 0 | 0 | 0 | 0 | 0 | 0 | 0 | 0 | 0 | 0 |  | 0 | 0
0 | 0 | 0 | 0 | 0 | 0 | 0 | 0 | 0 | 0 | 0 | 0 | 0 |  | 0 | 0
0 | 0 | 0 | 0 | 0 | 0 | 0 | 0 | 0 | 0 | 0 | 0 | 0 |  | 0 | 0
0 | 0 | 0 | 0 | 0 | 0 | 0 | 0 | 0 | 0 | 0 | 0 | 0 |  | 0 | 0
0 | 0 | 0 | 0 | 0 | 0 | 0 | 0 | 0 | 0 | 0 | 0 | 0 |  | 0 | 0
0 | 0 | 0 | 0 | 0 | 0 | 0 | 0 | 0 | 0 | 0 | 0 | 0 |  | 0 | 0
0 | 0 | 0 | 0 | 0 | 0 | 0 | 0 | 0 | 0 | 0 | 0 | 0 |  | 0 | 0
0 | 0 | 0 | 0 | 0 | 0 | 0 | 0 | 0 | 0 | 0 | 0 | 0 |  | 0 | 0
0 | 0 | 0 | 0 | 0 | 0 | 0 | 0 | 0 | 0 | 0 | 0 | 0 |  | 0 | 0
0 | 0 | 0 | 0 | 0 | 0 | 0 | 0 | 0 | 0 | 0 | 0 | 0 |  | 0 | 0
0 | 0 | 0 | 0 | 0 | 0 | 0 | 0 | 0 | 0 | 0 | 0 | 0 |  | 0 | 0
0 | 0 | 0 | 0 | 0 | 0 | 0 | 0 | 0 | 0 | 0 | 0 | 0 |  | 0 | 0
0 | 0 | 0 | 0 | 0 | 0 | 0 | 0 | 0 | 0 | 0 | 0 | 0 |  | 0 | 0
0 | 0 | 0 | 0 | 0 | 0 | 0 | 0 | 0 | 0 | 0 | 0 | 0 |  | 0 | 0
0 | 0 | 0 | 0 | 0 | 0 | 0 | 0 | 0 | 0 | 0 | 0 | 0 |  | 0 | 0
0 | 0 | 0 | 0 | 0 | 0 | 0 | 0 | 0 | 0 | 0 | 0 | 0 |  | 0 | 0
0 | 0 | 0 | 0 | 0 | 0 | 0 | 0 | 0 | 0 | 0 | 0 | 0 |  | 0 | 0
0 | 0 | 0 | 0 | 0 | 0 | 0 | 0 | 0 | 0 | 0 | 0 | 0 |  | 0 | 0
0 | 0 | 0 | 0 | 0 | 0 | 0 | 0 | 0 | 0 | 0 | 0 | 0 |  | 0 | 0
0 | 0 | 0 | 0 | 0 | 0 | 0 | 0 | 0 | 0 | 0 | 0 | 0 |  | 0 | 0
0 | 0 | 0 | 0 | 0 | 0 | 0 | 0 | 0 | 0 | 0 | 0 | 0 |  | 0 | 0
0 | 0 | 0 | 0 | 0 | 0 | 0 | 0 | 0 | 0 | 0 | 0 | 0 |  | 0 | 0
0 | 0 | 0 | 0 | 0 | 0 | 0 | 0 | 0 | 0 | 0 | 0 | 0 |  | 0 | 0
0 | 0 | 0 | 0 | 0 | 0 | 0 | 0 | 0 | 0 | 0 | 0 | 0 |  | 0 | 0
0 | 0 | 0 | 0 | 0 | 0 | 0 | 0 | 0 | 0 | 0 | 0 | 0 |  | 0 | 0
0 | 0 | 0 | 0 | 0 | 0 | 0 | 0 | 0 | 0 | 0 | 0 | 0 |  | 0 | 0
0 | 0 | 0 | 0 | 0 | 0 | 0 | 0 | 0 | 0 | 0 | 0 | 0 |  | 0 | 0
0 | 0 | 0 | 0 | 0 | 0 | 0 | 0 | 0 | 0 | 0 | 0 | 0 |  | 0 | 0
0 | 0 | 0 | 0 | 0 | 0 | 0 | 0 | 0 | 0 | 0 | 0 | 0 |  | 0 | 0
0 | 0 | 0 | 0 | 0 | 0 | 0 | 0 | 0 | 0 | 0 | 0 | 0 |  | 0 | 0
0 | 0 | 0 | 0 | 0 | 0 | 0 | 0 | 0 | 0 | 0 | 0 | 0 |  | 0 | 0
0 | 0 | 0 | 0 | 0 | 0 | 0 | 0 | 0 | 0 | 0 | 0 | 0 |  | 0 | 0
0 | 0 | 0 | 0 | 0 | 0 | 0 | 0 | 0 | 0 | 0 | 0 | 0 |  | 0 | 0
0 | 0 | 0 | 0 | 0 | 0 | 0 | 0 | 0 | 0 | 0 | 0 | 0 |  | 0 | 0
0 | 0 | 0 | 0 | 0 | 0 | 0 | 0 | 0 | 0 | 0 | 0 | 0 |  | 0 | 0
0 | 0 | 0 | 0 | 0 | 0 | 0 | 0 | 0 | 0 | 0 | 0 | 0 |  | 0 | 0
0 | 0 | 0 | 0 | 0 | 0 | 0 | 0 | 0 | 0 | 0 | 0 | 0 |  | 0 | 0
0 | 0 | 0 | 0 | 0 | 0 | 0 | 0 | 0 | 0 | 0 | 0 | 0 |  | 0 | 0
0 | 0 | 0 | 0 | 0 | 0 | 0 | 0 | 0 | 0 | 0 | 0 | 0 |  | 0 | 0
0 | 0 | 0 | 0 | 0 | 0 | 0 | 0 | 0 | 0 | 0 | 0 | 0 |  | 0 | 0
0 | 0 | 0 | 0 | 0 | 0 | 0 | 0 | 0 | 0 | 0 | 0 | 0 |  | 0 | 0
0 | 0 | 0 | 0 | 0 | 0 | 0 | 0 | 0 | 0 | 0 | 0 | 0 |  | 0 | 0
0 | 0 | 0 | 0 | 0 | 0 | 0 | 0 | 0 | 0 | 0 | 0 | 0 |  | 0 | 0
0 | 0 | 0 | 0 | 0 | 0 | 0 | 0 | 0 | 0 | 0 | 0 | 0 |  | 0 | 0
0 | 0 | 0 | 0 | 0 | 0 | 0 | 0 | 0 | 0 | 0 | 0 | 0 |  | 0 | 0
0 | 0 | 0 | 0 | 0 | 0 | 0 | 0 | 0 | 0 | 0 | 0 | 0 |  | 0 | 0
0 | 0 | 0 | 0 | 0 | 0 | 0 | 0 | 0 | 0 | 0 | 0 | 0 |  | 0 | 0
0 | 0 | 0 | 0 | 0 | 0 | 0 | 0 | 0 | 0 | 0 | 0 | 0 |  | 0 | 0
0 | 0 | 0 | 0 | 0 | 0 | 0 | 0 | 0 | 0 | 0 | 0 | 0 |  | 0 | 0
0 | 0 | 0 | 0 | 0 | 0 | 0 | 0 | 0 | 0 | 0 | 0 | 0 |  | 0 | 0
0 | 0 | 0 | 0 | 0 | 0 | 0 | 0 | 0 | 0 | 0 | 0 | 0 |  | 0 | 0
0 | 0 | 0 | 0 | 0 | 0 | 0 | 0 | 0 | 0 | 0 | 0 | 0 |  | 0 | 0
0 | 0 | 0 | 0 | 0 | 0 | 0 | 0 | 0 | 0 | 0 | 0 | 0 |  | 0 | 0
0 | 0 | 0 | 0 | 0 | 0 | 0 | 0 | 0 | 0 | 0 | 0 | 0 |  | 0 | 0
0 | 0 | 0 | 0 | 0 | 0 | 0 | 0 | 0 | 0 | 0 | 0 | 0 |  | 0 | 0
0 | 0 | 0 | 0 | 0 | 0 | 0 | 0 | 0 | 0 | 0 | 0 | 0 |  | 0 | 0
0 | 0 | 0 | 0 | 0 | 0 | 0 | 0 | 0 | 0 | 0 | 0 | 0 |  | 0 | 0
0 | 0 | 0 | 0 | 0 | 0 | 0 | 0 | 0 | 0 | 0 | 0 | 0 |  | 0 | 0
0 | 0 | 0 | 0 | 0 | 0 | 0 | 0 | 0 | 0 | 0 | 0 | 0 |  | 0 | 0
0 | 0 | 0 | 0 | 0 | 0 | 0 | 0 | 0 | 0 | 0 | 0 | 0 |  | 0 | 0
0 | 0 | 0 | 0 | 0 | 0 | 0 | 0 | 0 | 0 | 0 | 0 | 0 |  | 0 | 0
0 | 0 | 0 | 0 | 0 | 0 | 0 | 0 | 0 | 0 | 0 | 0 | 0 |  | 0 | 0
0 | 0 | 0 | 0 | 0 | 0 | 0 | 0 | 0 | 0 | 0 | 0 | 0 |  | 0 | 0
0 | 0 | 0 | 0 | 0 | 0 | 0 | 0 | 0 | 0 | 0 | 0 | 0 |  | 0 | 0
0 | 0 | 0 | 0 | 0 | 0 | 0 | 0 | 0 | 0 | 0 | 0 | 0 |  | 0 | 0
0 | 0 | 0 | 0 | 0 | 0 | 0 | 0 | 0 | 0 | 0 | 0 | 0 |  | 0 | 0
0 | 0 | 0 | 0 | 0 | 0 | 0 | 0 | 0 | 0 | 0 | 0 | 0 |  | 0 | 0
0 | 0 | 0 | 0 | 0 | 0 | 0 | 0 | 0 | 0 | 0 | 0 | 0 |  | 0 | 0
0 | 0 | 0 | 0 | 0 | 0 | 0 | 0 | 0 | 0 | 0 | 0 | 0 |  | 0 | 0
0 | 0 | 0 | 0 | 0 | 0 | 0 | 0 | 0 | 0 | 0 | 0 | 0 |  | 0 | 0
0 | 0 | 0 | 0 | 0 | 0 | 0 | 0 | 0 | 0 | 0 | 0 | 0 |  | 0 | 0
0 | 0 | 0 | 0 | 0 | 0 | 0 | 0 | 0 | 0 | 0 | 0 | 0 |  | 0 | 0
0 | 0 | 0 | 0 | 0 | 0 | 0 | 0 | 0 | 0 | 0 | 0 | 0 |  | 0 | 0
0 | 0 | 0 | 0 | 0 | 0 | 0 | 0 | 0 | 0 | 0 | 0 | 0 |  | 0 | 0
0 | 0 | 0 | 0 | 0 | 0 | 0 | 0 | 0 | 0 | 0 | 0 | 0 |  | 0 | 0
0 | 0 | 0 | 0 | 0 | 0 | 0 | 0 | 0 | 0 | 0 | 0 | 0 |  | 0 | 0
0 | 0 | 0 | 0 | 0 | 0 | 0 | 0 | 0 | 0 | 0 | 0 | 0 |  | 0 | 0
0 | 0 | 0 | 0 | 0 | 0 | 0 | 0 | 0 | 0 | 0 | 0 | 0 |  | 0 | 0
0 | 0 | 0 | 0 | 0 | 0 | 0 | 0 | 0 | 0 | 0 | 0 | 0 |  | 0 | 0
0 | 0 | 0 | 0 | 0 | 0 | 0 | 0 | 0 | 0 | 0 | 0 | 0 |  | 0 | 0
0 | 0 | 0 | 0 | 0 | 0 | 0 | 0 | 0 | 0 | 0 | 0 | 0 |  | 0 | 0
0 | 0 | 0 | 0 | 0 | 0 | 0 | 0 | 0 | 0 | 0 | 0 | 0 |  | 0 | 0
0 | 0 | 0 | 0 | 0 | 0 | 0 | 0 | 0 | 0 | 0 | 0 | 0 |  | 0 | 0
0 | 0 | 0 | 0 | 0 | 0 | 0 | 0 | 0 | 0 | 0 | 0 | 0 |  | 0 | 0
0 | 0 | 0 | 0 | 0 | 0 | 0 | 0 | 0 | 0 | 0 | 0 | 0 |  | 0 | 0
0 | 0 | 0 | 0 | 0 | 0 | 0 | 0 | 0 | 0 | 0 | 0 | 0 |  | 0 | 0
0 | 0 | 0 | 0 | 0 | 0 | 0 | 0 | 0 | 0 | 0 | 0 | 0 |  | 0 | 0
0 | 0 | 0 | 0 | 0 | 0 | 0 | 0 | 0 | 0 | 0 | 0 | 0 |  | 0 | 0
0 | 0 | 0 | 0 | 0 | 0 | 0 | 0 | 0 | 0 | 0 | 0 | 0 |  | 0 | 0
0 | 0 | 0 | 0 | 0 | 0 | 0 | 0 | 0 | 0 | 0 | 0 | 0 |  | 0 | 0
0 | 0 | 0 | 0 | 0 | 0 | 0 | 0 | 0 | 0 | 0 | 0 | 0 |  | 0 | 0
0 | 0 | 0 | 0 | 0 | 0 | 0 | 0 | 0 | 0 | 0 | 0 | 0 |  | 0 | 0
0 | 0 | 0 | 0 | 0 | 0 | 0 | 0 | 0 | 0 | 0 | 0 | 0 |  | 0 | 0
0 | 0 | 0 | 0 | 0 | 0 | 0 | 0 | 0 | 0 | 0 | 0 | 0 |  | 0 | 0
0 | 0 | 0 | 0 | 0 | 0 | 0 | 0 | 0 | 0 | 0 | 0 | 0 |  | 0 | 0
0 | 0 | 0 | 0 | 0 | 0 | 0 | 0 | 0 | 0 | 0 | 0 | 0 |  | 0 | 0
0 | 0 | 0 | 0 | 0 | 0 | 0 | 0 | 0 | 0 | 0 | 0 | 0 |  | 0 | 0
0 | 0 | 0 | 0 | 0 | 0 | 0 | 0 | 0 | 0 | 0 | 0 | 0 |  | 0 | 0
0 | 0 | 0 | 0 | 0 | 0 | 0 | 0 | 0 | 0 | 0 | 0 | 0 |  | 0 | 0
0 | 0 | 0 | 0 | 0 | 0 | 0 | 0 | 0 | 0 | 0 | 0 | 0 |  | 0 | 0
0 | 0 | 0 | 0 | 0 | 0 | 0 | 0 | 0 | 0 | 0 | 0 | 0 |  | 0 | 0
0 | 0 | 0 | 0 | 0 | 0 | 0 | 0 | 0 | 0 | 0 | 0 | 0 |  | 0 | 0
0 | 0 | 0 | 0 | 0 | 0 | 0 | 0 | 0 | 0 | 0 | 0 | 0 |  | 0 | 0
0 | 0 | 0 | 0 | 0 | 0 | 0 | 0 | 0 | 0 | 0 | 0 | 0 |  | 0 | 0
0 | 0 | 0 | 0 | 0 | 0 | 0 | 0 | 0 | 0 | 0 | 0 | 0 |  | 0 | 0
0 | 0 | 0 | 0 | 0 | 0 | 0 | 0 | 0 | 0 | 0 | 0 | 0 |  | 0 | 0
0 | 0 | 0 | 0 | 0 | 0 | 0 | 0 | 0 | 0 | 0 | 0 | 0 |  | 0 | 0
0 | 0 | 0 | 0 | 0 | 0 | 0 | 0 | 0 | 0 | 0 | 0 | 0 |  | 0 | 0
0 | 0 | 0 | 0 | 0 | 0 | 0 | 0 | 0 | 0 | 0 | 0 | 0 |  | 0 | 0
0 | 0 | 0 | 0 | 0 | 0 | 0 | 0 | 0 | 0 | 0 | 0 | 0 |  | 0 | 0
0 | 0 | 0 | 0 | 0 | 0 | 0 | 0 | 0 | 0 | 0 | 0 | 0 |  | 0 | 0
0 | 0 | 0 | 0 | 0 | 0 | 0 | 0 | 0 | 0 | 0 | 0 | 0 |  | 0 | 0
0 | 0 | 0 | 0 | 0 | 0 | 0 | 0 | 0 | 0 | 0 | 0 | 0 |  | 0 | 0
0 | 0 | 0 | 0 | 0 | 0 | 0 | 0 | 0 | 0 | 0 | 0 | 0 |  | 0 | 0
0 | 0 | 0 | 0 | 0 | 0 | 0 | 0 | 0 | 0 | 0 | 0 | 0 |  | 0 | 0
0 | 0 | 0 | 0 | 0 | 0 | 0 | 0 | 0 | 0 | 0 | 0 | 0 |  | 0 | 0
0 | 0 | 0 | 0 | 0 | 0 | 0 | 0 | 0 | 0 | 0 | 0 | 0 |  | 0 | 0
0 | 0 | 0 | 0 | 0 | 0 | 0 | 0 | 0 | 0 | 0 | 0 | 0 |  | 0 | 0
0 | 0 | 0 | 0 | 0 | 0 | 0 | 0 | 0 | 0 | 0 | 0 | 0 |  | 0 | 0
0 | 0 | 0 | 0 | 0 | 0 | 0 | 0 | 0 | 0 | 0 | 0 | 0 |  | 0 | 0
0 | 0 | 0 | 0 | 0 | 0 | 0 | 0 | 0 | 0 | 0 | 0 | 0 |  | 0 | 0
0 | 0 | 0 | 0 | 0 | 0 | 0 | 0 | 0 | 0 | 0 | 0 | 0 |  | 0 | 0
0 | 0 | 0 | 0 | 0 | 0 | 0 | 0 | 0 | 0 | 0 | 0 | 0 |  | 0 | 0
0 | 0 | 0 | 0 | 0 | 0 | 0 | 0 | 0 | 0 | 0 | 0 | 0 |  | 0 | 0
0 | 0 | 0 | 0 | 0 | 0 | 0 | 0 | 0 | 0 | 0 | 0 | 0 |  | 0 | 0
0 | 0 | 0 | 0 | 0 | 0 | 0 | 0 | 0 | 0 | 0 | 0 | 0 |  | 0 | 0
0 | 0 | 0 | 0 | 0 | 0 | 0 | 0 | 0 | 0 | 0 | 0 | 0 |  | 0 | 0
0 | 0 | 0 | 0 | 0 | 0 | 0 | 0 | 0 | 0 | 0 | 0 | 0 |  | 0 | 0
0 | 0 | 0 | 0 | 0 | 0 | 0 | 0 | 0 | 0 | 0 | 0 | 0 |  | 0 | 0
0 | 0 | 0 | 0 | 0 | 0 | 0 | 0 | 0 | 0 | 0 | 0 | 0 |  | 0 | 0
0 | 0 | 0 | 0 | 0 | 0 | 0 | 0 | 0 | 0 | 0 | 0 | 0 |  | 0 | 0
0 | 0 | 0 | 0 | 0 | 0 | 0 | 0 | 0 | 0 | 0 | 0 | 0 |  | 0 | 0
0 | 0 | 0 | 0 | 0 | 0 | 0 | 0 | 0 | 0 | 0 | 0 | 0 |  | 0 | 0
0 | 0 | 0 | 0 | 0 | 0 | 0 | 0 | 0 | 0 | 0 | 0 | 0 |  | 0 | 0
0 | 0 | 0 | 0 | 0 | 0 | 0 | 0 | 0 | 0 | 0 | 0 | 0 |  | 0 | 0
0 | 0 | 0 | 0 | 0 | 0 | 0 | 0 | 0 | 0 | 0 | 0 | 0 |  | 0 | 0
0 | 0 | 0 | 0 | 0 | 0 | 0 | 0 | 0 | 0 | 0 | 0 | 0 |  | 0 | 0
0 | 0 | 0 | 0 | 0 | 0 | 0 | 0 | 0 | 0 | 0 | 0 | 0 |  | 0 | 0
0 | 0 | 0 | 0 | 0 | 0 | 0 | 0 | 0 | 0 | 0 | 0 | 0 |  | 0 | 0
0 | 0 | 0 | 0 | 0 | 0 | 0 | 0 | 0 | 0 | 0 | 0 | 0 |  | 0 | 0
0 | 0 | 0 | 0 | 0 | 0 | 0 | 0 | 0 | 0 | 0 | 0 | 0 |  | 0 | 0
0 | 0 | 0 | 0 | 0 | 0 | 0 | 0 | 0 | 0 | 0 | 0 | 0 |  | 0 | 0
0 | 0 | 0 | 0 | 0 | 0 | 0 | 0 | 0 | 0 | 0 | 0 | 0 |  | 0 | 0
0 | 0 | 0 | 0 | 0 | 0 | 0 | 0 | 0 | 0 | 0 | 0 | 0 |  | 0 | 0
0 | 0 | 0 | 0 | 0 | 0 | 0 | 0 | 0 | 0 | 0 | 0 | 0 |  | 0 | 0
0 | 0 | 0 | 0 | 0 | 0 | 0 | 0 | 0 | 0 | 0 | 0 | 0 |  | 0 | 0
0 | 0 | 0 | 0 | 0 | 0 | 0 | 0 | 0 | 0 | 0 | 0 | 0 |  | 0 | 0
0 | 0 | 0 | 0 | 0 | 0 | 0 | 0 | 0 | 0 | 0 | 0 | 0 |  | 0 | 0
0 | 0 | 0 | 0 | 0 | 0 | 0 | 0 | 0 | 0 | 0 | 0 | 0 |  | 0 | 0
0 | 0 | 0 | 0 | 0 | 0 | 0 | 0 | 0 | 0 | 0 | 0 | 0 |  | 0 | 0
0 | 0 | 0 | 0 | 0 | 0 | 0 | 0 | 0 | 0 | 0 | 0 | 0 |  | 0 | 0
0 | 0 | 0 | 0 | 0 | 0 | 0 | 0 | 0 | 0 | 0 | 0 | 0 |  | 0 | 0
0 | 0 | 0 | 0 | 0 | 0 | 0 | 0 | 0 | 0 | 0 | 0 | 0 |  | 0 | 0
0 | 0 | 0 | 0 | 0 | 0 | 0 | 0 | 0 | 0 | 0 | 0 | 0 |  | 0 | 0
0 | 0 | 0 | 0 | 0 | 0 | 0 | 0 | 0 | 0 | 0 | 0 | 0 |  | 0 | 0
0 | 0 | 0 | 0 | 0 | 0 | 0 | 0 | 0 | 0 | 0 | 0 | 0 |  | 0 | 0
0 | 0 | 0 | 0 | 0 | 0 | 0 | 0 | 0 | 0 | 0 | 0 | 0 |  | 0 | 0
0 | 0 | 0 | 0 | 0 | 0 | 0 | 0 | 0 | 0 | 0 | 0 | 0 |  | 0 | 0
0 | 0 | 0 | 0 | 0 | 0 | 0 | 0 | 0 | 0 | 0 | 0 | 0 |  | 0 | 0
0 | 0 | 0 | 0 | 0 | 0 | 0 | 0 | 0 | 0 | 0 | 0 | 0 |  | 0 | 0
0 | 0 | 0 | 0 | 0 | 0 | 0 | 0 | 0 | 0 | 0 | 0 | 0 |  | 0 | 0
0 | 0 | 0 | 0 | 0 | 0 | 0 | 0 | 0 | 0 | 0 | 0 | 0 |  | 0 | 0
0 | 0 | 0 | 0 | 0 | 0 | 0 | 0 | 0 | 0 | 0 | 0 | 0 |  | 0 | 0
0 | 0 | 0 | 0 | 0 | 0 | 0 | 0 | 0 | 0 | 0 | 0 | 0 |  | 0 | 0
0 | 0 | 0 | 0 | 0 | 0 | 0 | 0 | 0 | 0 | 0 | 0 | 0 |  | 0 | 0
0 | 0 | 0 | 0 | 0 | 0 | 0 | 0 | 0 | 0 | 0 | 0 | 0 |  | 0 | 0
0 | 0 | 0 | 0 | 0 | 0 | 0 | 0 | 0 | 0 | 0 | 0 | 0 |  | 0 | 0
0 | 0 | 0 | 0 | 0 | 0 | 0 | 0 | 0 | 0 | 0 | 0 | 0 |  | 0 | 0
0 | 0 | 0 | 0 | 0 | 0 | 0 | 0 | 0 | 0 | 0 | 0 | 0 |  | 0 | 0
0 | 0 | 0 | 0 | 0 | 0 | 0 | 0 | 0 | 0 | 0 | 0 | 0 |  | 0 | 0
0 | 0 | 0 | 0 | 0 | 0 | 0 | 0 | 0 | 0 | 0 | 0 | 0 |  | 0 | 0
0 | 0 | 0 | 0 | 0 | 0 | 0 | 0 | 0 | 0 | 0 | 0 | 0 |  | 0 | 0
0 | 0 | 0 | 0 | 0 | 0 | 0 | 0 | 0 | 0 | 0 | 0 | 0 |  | 0 | 0
0 | 0 | 0 | 0 | 0 | 0 | 0 | 0 | 0 | 0 | 0 | 0 | 0 |  | 0 | 0
0 | 0 | 0 | 0 | 0 | 0 | 0 | 0 | 0 | 0 | 0 | 0 | 0 |  | 0 | 0
0 | 0 | 0 | 0 | 0 | 0 | 0 | 0 | 0 | 0 | 0 | 0 | 0 |  | 0 | 0
0 | 0 | 0 | 0 | 0 | 0 | 0 | 0 | 0 | 0 | 0 | 0 | 0 |  | 0 | 0
0 | 0 | 0 | 0 | 0 | 0 | 0 | 0 | 0 | 0 | 0 | 0 | 0 |  | 0 | 0
0 | 0 | 0 | 0 | 0 | 0 | 0 | 0 | 0 | 0 | 0 | 0 | 0 |  | 0 | 0
0 | 0 | 0 | 0 | 0 | 0 | 0 | 0 | 0 | 0 | 0 | 0 | 0 |  | 0 | 0
0 | 0 | 0 | 0 | 0 | 0 | 0 | 0 | 0 | 0 | 0 | 0 | 0 |  | 0 | 0
0 | 0 | 0 | 0 | 0 | 0 | 0 | 0 | 0 | 0 | 0 | 0 | 0 |  | 0 | 0
0 | 0 | 0 | 0 | 0 | 0 | 0 | 0 | 0 | 0 | 0 | 0 | 0 |  | 0 | 0
0 | 0 | 0 | 0 | 0 | 0 | 0 | 0 | 0 | 0 | 0 | 0 | 0 |  | 0 | 0
0 | 0 | 0 | 0 | 0 | 0 | 0 | 0 | 0 | 0 | 0 | 0 | 0 |  | 0 | 0
0 | 0 | 0 | 0 | 0 | 0 | 0 | 0 | 0 | 0 | 0 | 0 | 0 |  | 0 | 0
0 | 0 | 0 | 0 | 0 | 0 | 0 | 0 | 0 | 0 | 0 | 0 | 0 |  | 0 | 0
0 | 0 | 0 | 0 | 0 | 0 | 0 | 0 | 0 | 0 | 0 | 0 | 0 |  | 0 | 0
0 | 0 | 0 | 0 | 0 | 0 | 0 | 0 | 0 | 0 | 0 | 0 | 0 |  | 0 | 0
0 | 0 | 0 | 0 | 0 | 0 | 0 | 0 | 0 | 0 | 0 | 0 | 0 |  | 0 | 0
0 | 0 | 0 | 0 | 0 | 0 | 0 | 0 | 0 | 0 | 0 | 0 | 0 |  | 0 | 0
0 | 0 | 0 | 0 | 0 | 0 | 0 | 0 | 0 | 0 | 0 | 0 | 0 |  | 0 | 0
0 | 0 | 0 | 0 | 0 | 0 | 0 | 0 | 0 | 0 | 0 | 0 | 0 |  | 0 | 0
0 | 0 | 0 | 0 | 0 | 0 | 0 | 0 | 0 | 0 | 0 | 0 | 0 |  | 0 | 0
0 | 0 | 0 | 0 | 0 | 0 | 0 | 0 | 0 | 0 | 0 | 0 | 0 |  | 0 | 0
0 | 0 | 0 | 0 | 0 | 0 | 0 | 0 | 0 | 0 | 0 | 0 | 0 |  | 0 | 0
0 | 0 | 0 | 0 | 0 | 0 | 0 | 0 | 0 | 0 | 0 | 0 | 0 |  | 0 | 0
0 | 0 | 0 | 0 | 0 | 0 | 0 | 0 | 0 | 0 | 0 | 0 | 0 |  | 0 | 0
0 | 0 | 0 | 0 | 0 | 0 | 0 | 0 | 0 | 0 | 0 | 0 | 0 |  | 0 | 0
0 | 0 | 0 | 0 | 0 | 0 | 0 | 0 | 0 | 0 | 0 | 0 | 0 |  | 0 | 0
0 | 0 | 0 | 0 | 0 | 0 | 0 | 0 | 0 | 0 | 0 | 0 | 0 |  | 0 | 0
0 | 0 | 0 | 0 | 0 | 0 | 0 | 0 | 0 | 0 | 0 | 0 | 0 |  | 0 | 0
0 | 0 | 0 | 0 | 0 | 0 | 0 | 0 | 0 | 0 | 0 | 0 | 0 |  | 0 | 0
0 | 0 | 0 | 0 | 0 | 0 | 0 | 0 | 0 | 0 | 0 | 0 | 0 |  | 0 | 0
0 | 0 | 0 | 0 | 0 | 0 | 0 | 0 | 0 | 0 | 0 | 0 | 0 |  | 0 | 0
0 | 0 | 0 | 0 | 0 | 0 | 0 | 0 | 0 | 0 | 0 | 0 | 0 |  | 0 | 0
0 | 0 | 0 | 0 | 0 | 0 | 0 | 0 | 0 | 0 | 0 | 0 | 0 |  | 0 | 0
0 | 0 | 0 | 0 | 0 | 0 | 0 | 0 | 0 | 0 | 0 | 0 | 0 |  | 0 | 0
0 | 0 | 0 | 0 | 0 | 0 | 0 | 0 | 0 | 0 | 0 | 0 | 0 |  | 0 | 0
0 | 0 | 0 | 0 | 0 | 0 | 0 | 0 | 0 | 0 | 0 | 0 | 0 |  | 0 | 0
0 | 0 | 0 | 0 | 0 | 0 | 0 | 0 | 0 | 0 | 0 | 0 | 0 |  | 0 | 0
0 | 0 | 0 | 0 | 0 | 0 | 0 | 0 | 0 | 0 | 0 | 0 | 0 |  | 0 | 0
0 | 0 | 0 | 0 | 0 | 0 | 0 | 0 | 0 | 0 | 0 | 0 | 0 |  | 0 | 0
0 | 0 | 0 | 0 | 0 | 0 | 0 | 0 | 0 | 0 | 0 | 0 | 0 |  | 0 | 0
0 | 0 | 0 | 0 | 0 | 0 | 0 | 0 | 0 | 0 | 0 | 0 | 0 |  | 0 | 0
0 | 0 | 0 | 0 | 0 | 0 | 0 | 0 | 0 | 0 | 0 | 0 | 0 |  | 0 | 0
0 | 0 | 0 | 0 | 0 | 0 | 0 | 0 | 0 | 0 | 0 | 0 | 0 |  | 0 | 0
0 | 0 | 0 | 0 | 0 | 0 | 0 | 0 | 0 | 0 | 0 | 0 | 0 |  | 0 | 0
0 | 0 | 0 | 0 | 0 | 0 | 0 | 0 | 0 | 0 | 0 | 0 | 0 |  | 0 | 0
0 | 0 | 0 | 0 | 0 | 0 | 0 | 0 | 0 | 0 | 0 | 0 | 0 |  | 0 | 0
0 | 0 | 0 | 0 | 0 | 0 | 0 | 0 | 0 | 0 | 0 | 0 | 0 |  | 0 | 0
0 | 0 | 0 | 0 | 0 | 0 | 0 | 0 | 0 | 0 | 0 | 0 | 0 |  | 0 | 0
0 | 0 | 0 | 0 | 0 | 0 | 0 | 0 | 0 | 0 | 0 | 0 | 0 |  | 0 | 0
0 | 0 | 0 | 0 | 0 | 0 | 0 | 0 | 0 | 0 | 0 | 0 | 0 |  | 0 | 0
0 | 0 | 0 | 0 | 0 | 0 | 0 | 0 | 0 | 0 | 0 | 0 | 0 |  | 0 | 0
0 | 0 | 0 | 0 | 0 | 0 | 0 | 0 | 0 | 0 | 0 | 0 | 0 |  | 0 | 0
0 | 0 | 0 | 0 | 0 | 0 | 0 | 0 | 0 | 0 | 0 | 0 | 0 |  | 0 | 0
0 | 0 | 0 | 0 | 0 | 0 | 0 | 0 | 0 | 0 | 0 | 0 | 0 |  | 0 | 0
0 | 0 | 0 | 0 | 0 | 0 | 0 | 0 | 0 | 0 | 0 | 0 | 0 |  | 0 | 0
0 | 0 | 0 | 0 | 0 | 0 | 0 | 0 | 0 | 0 | 0 | 0 | 0 |  | 0 | 0
0 | 0 | 0 | 0 | 0 | 0 | 0 | 0 | 0 | 0 | 0 | 0 | 0 |  | 0 | 0
0 | 0 | 0 | 0 | 0 | 0 | 0 | 0 | 0 | 0 | 0 | 0 | 0 |  | 0 | 0
0 | 0 | 0 | 0 | 0 | 0 | 0 | 0 | 0 | 0 | 0 | 0 | 0 |  | 0 | 0
0 | 0 | 0 | 0 | 0 | 0 | 0 | 0 | 0 | 0 | 0 | 0 | 0 |  | 0 | 0
0 | 0 | 0 | 0 | 0 | 0 | 0 | 0 | 0 | 0 | 0 | 0 | 0 |  | 0 | 0
0 | 0 | 0 | 0 | 0 | 0 | 0 | 0 | 0 | 0 | 0 | 0 | 0 |  | 0 | 0
0 | 0 | 0 | 0 | 0 | 0 | 0 | 0 | 0 | 0 | 0 | 0 | 0 |  | 0 | 0
0 | 0 | 0 | 0 | 0 | 0 | 0 | 0 | 0 | 0 | 0 | 0 | 0 |  | 0 | 0
0 | 0 | 0 | 0 | 0 | 0 | 0 | 0 | 0 | 0 | 0 | 0 | 0 |  | 0 | 0
0 | 0 | 0 | 0 | 0 | 0 | 0 | 0 | 0 | 0 | 0 | 0 | 0 |  | 0 | 0
0 | 0 | 0 | 0 | 0 | 0 | 0 | 0 | 0 | 0 | 0 | 0 | 0 |  | 0 | 0
0 | 0 | 0 | 0 | 0 | 0 | 0 | 0 | 0 | 0 | 0 | 0 | 0 |  | 0 | 0
0 | 0 | 0 | 0 | 0 | 0 | 0 | 0 | 0 | 0 | 0 | 0 | 0 |  | 0 | 0
0 | 0 | 0 | 0 | 0 | 0 | 0 | 0 | 0 | 0 | 0 | 0 | 0 |  | 0 | 0
0 | 0 | 0 | 0 | 0 | 0 | 0 | 0 | 0 | 0 | 0 | 0 | 0 |  | 0 | 0
0 | 0 | 0 | 0 | 0 | 0 | 0 | 0 | 0 | 0 | 0 | 0 | 0 |  | 0 | 0
0 | 0 | 0 | 0 | 0 | 0 | 0 | 0 | 0 | 0 | 0 | 0 | 0 |  | 0 | 0
0 | 0 | 0 | 0 | 0 | 0 | 0 | 0 | 0 | 0 | 0 | 0 | 0 |  | 0 | 0
0 | 0 | 0 | 0 | 0 | 0 | 0 | 0 | 0 | 0 | 0 | 0 | 0 |  | 0 | 0
0 | 0 | 0 | 0 | 0 | 0 | 0 | 0 | 0 | 0 | 0 | 0 | 0 |  | 0 | 0
0 | 0 | 0 | 0 | 0 | 0 | 0 | 0 | 0 | 0 | 0 | 0 | 0 |  | 0 | 0
0 | 0 | 0 | 0 | 0 | 0 | 0 | 0 | 0 | 0 | 0 | 0 | 0 |  | 0 | 0
0 | 0 | 0 | 0 | 0 | 0 | 0 | 0 | 0 | 0 | 0 | 0 | 0 |  | 0 | 0
0 | 0 | 0 | 0 | 0 | 0 | 0 | 0 | 0 | 0 | 0 | 0 | 0 |  | 0 | 0
0 | 0 | 0 | 0 | 0 | 0 | 0 | 0 | 0 | 0 | 0 | 0 | 0 |  | 0 | 0
0 | 0 | 0 | 0 | 0 | 0 | 0 | 0 | 0 | 0 | 0 | 0 | 0 |  | 0 | 0
0 | 0 | 0 | 0 | 0 | 0 | 0 | 0 | 0 | 0 | 0 | 0 | 0 |  | 0 | 0
0 | 0 | 0 | 0 | 0 | 0 | 0 | 0 | 0 | 0 | 0 | 0 | 0 |  | 0 | 0
0 | 0 | 0 | 0 | 0 | 0 | 0 | 0 | 0 | 0 | 0 | 0 | 0 |  | 0 | 0
0 | 0 | 0 | 0 | 0 | 0 | 0 | 0 | 0 | 0 | 0 | 0 | 0 |  | 0 | 0
0 | 0 | 0 | 0 | 0 | 0 | 0 | 0 | 0 | 0 | 0 | 0 | 0 |  | 0 | 0
0 | 0 | 0 | 0 | 0 | 0 | 0 | 0 | 0 | 0 | 0 | 0 | 0 |  | 0 | 0
0 | 0 | 0 | 0 | 0 | 0 | 0 | 0 | 0 | 0 | 0 | 0 | 0 |  | 0 | 0
0 | 0 | 0 | 0 | 0 | 0 | 0 | 0 | 0 | 0 | 0 | 0 | 0 |  | 0 | 0
0 | 0 | 0 | 0 | 0 | 0 | 0 | 0 | 0 | 0 | 0 | 0 | 0 |  | 0 | 0
0 | 0 | 0 | 0 | 0 | 0 | 0 | 0 | 0 | 0 | 0 | 0 | 0 |  | 0 | 0
0 | 0 | 0 | 0 | 0 | 0 | 0 | 0 | 0 | 0 | 0 | 0 | 0 |  | 0 | 0
0 | 0 | 0 | 0 | 0 | 0 | 0 | 0 | 0 | 0 | 0 | 0 | 0 |  | 0 | 0
0 | 0 | 0 | 0 | 0 | 0 | 0 | 0 | 0 | 0 | 0 | 0 | 0 |  | 0 | 0
0 | 0 | 0 | 0 | 0 | 0 | 0 | 0 | 0 | 0 | 0 | 0 | 0 |  | 0 | 0
0 | 0 | 0 | 0 | 0 | 0 | 0 | 0 | 0 | 0 | 0 | 0 | 0 |  | 0 | 0
0 | 0 | 0 | 0 | 0 | 0 | 0 | 0 | 0 | 0 | 0 | 0 | 0 |  | 0 | 0
0 | 0 | 0 | 0 | 0 | 0 | 0 | 0 | 0 | 0 | 0 | 0 | 0 |  | 0 | 0
0 | 0 | 0 | 0 | 0 | 0 | 0 | 0 | 0 | 0 | 0 | 0 | 0 |  | 0 | 0
0 | 0 | 0 | 0 | 0 | 0 | 0 | 0 | 0 | 0 | 0 | 0 | 0 |  | 0 | 0
0 | 0 | 0 | 0 | 0 | 0 | 0 | 0 | 0 | 0 | 0 | 0 | 0 |  | 0 | 0
0 | 0 | 0 | 0 | 0 | 0 | 0 | 0 | 0 | 0 | 0 | 0 | 0 |  | 0 | 0
0 | 0 | 0 | 0 | 0 | 0 | 0 | 0 | 0 | 0 | 0 | 0 | 0 |  | 0 | 0
0 | 0 | 0 | 0 | 0 | 0 | 0 | 0 | 0 | 0 | 0 | 0 | 0 |  | 0 | 0
0 | 0 | 0 | 0 | 0 | 0 | 0 | 0 | 0 | 0 | 0 | 0 | 0 |  | 0 | 0
0 | 0 | 0 | 0 | 0 | 0 | 0 | 0 | 0 | 0 | 0 | 0 | 0 |  | 0 | 0
0 | 0 | 0 | 0 | 0 | 0 | 0 | 0 | 0 | 0 | 0 | 0 | 0 |  | 0 | 0
0 | 0 | 0 | 0 | 0 | 0 | 0 | 0 | 0 | 0 | 0 | 0 | 0 |  | 0 | 0
0 | 0 | 0 | 0 | 0 | 0 | 0 | 0 | 0 | 0 | 0 | 0 | 0 |  | 0 | 0
0 | 0 | 0 | 0 | 0 | 0 | 0 | 0 | 0 | 0 | 0 | 0 | 0 |  | 0 | 0
0 | 0 | 0 | 0 | 0 | 0 | 0 | 0 | 0 | 0 | 0 | 0 | 0 |  | 0 | 0
0 | 0 | 0 | 0 | 0 | 0 | 0 | 0 | 0 | 0 | 0 | 0 | 0 |  | 0 | 0
0 | 0 | 0 | 0 | 0 | 0 | 0 | 0 | 0 | 0 | 0 | 0 | 0 |  | 0 | 0
0 | 0 | 0 | 0 | 0 | 0 | 0 | 0 | 0 | 0 | 0 | 0 | 0 |  | 0 | 0
0 | 0 | 0 | 0 | 0 | 0 | 0 | 0 | 0 | 0 | 0 | 0 | 0 |  | 0 | 0
0 | 0 | 0 | 0 | 0 | 0 | 0 | 0 | 0 | 0 | 0 | 0 | 0 |  | 0 | 0
0 | 0 | 0 | 0 | 0 | 0 | 0 | 0 | 0 | 0 | 0 | 0 | 0 |  | 0 | 0
0 | 0 | 0 | 0 | 0 | 0 | 0 | 0 | 0 | 0 | 0 | 0 | 0 |  | 0 | 0
0 | 0 | 0 | 0 | 0 | 0 | 0 | 0 | 0 | 0 | 0 | 0 | 0 |  | 0 | 0
0 | 0 | 0 | 0 | 0 | 0 | 0 | 0 | 0 | 0 | 0 | 0 | 0 |  | 0 | 0
0 | 0 | 0 | 0 | 0 | 0 | 0 | 0 | 0 | 0 | 0 | 0 | 0 |  | 0 | 0
0 | 0 | 0 | 0 | 0 | 0 | 0 | 0 | 0 | 0 | 0 | 0 | 0 |  | 0 | 0
0 | 0 | 0 | 0 | 0 | 0 | 0 | 0 | 0 | 0 | 0 | 0 | 0 |  | 0 | 0
0 | 0 | 0 | 0 | 0 | 0 | 0 | 0 | 0 | 0 | 0 | 0 | 0 |  | 0 | 0
0 | 0 | 0 | 0 | 0 | 0 | 0 | 0 | 0 | 0 | 0 | 0 | 0 |  | 0 | 0
0 | 0 | 0 | 0 | 0 | 0 | 0 | 0 | 0 | 0 | 0 | 0 | 0 |  | 0 | 0
0 | 0 | 0 | 0 | 0 | 0 | 0 | 0 | 0 | 0 | 0 | 0 | 0 |  | 0 | 0
0 | 0 | 0 | 0 | 0 | 0 | 0 | 0 | 0 | 0 | 0 | 0 | 0 |  | 0 | 0
0 | 0 | 0 | 0 | 0 | 0 | 0 | 0 | 0 | 0 | 0 | 0 | 0 |  | 0 | 0
0 | 0 | 0 | 0 | 0 | 0 | 0 | 0 | 0 | 0 | 0 | 0 | 0 |  | 0 | 0
0 | 0 | 0 | 0 | 0 | 0 | 0 | 0 | 0 | 0 | 0 | 0 | 0 |  | 0 | 0
0 | 0 | 0 | 0 | 0 | 0 | 0 | 0 | 0 | 0 | 0 | 0 | 0 |  | 0 | 0
0 | 0 | 0 | 0 | 0 | 0 | 0 | 0 | 0 | 0 | 0 | 0 | 0 |  | 0 | 0
0 | 0 | 0 | 0 | 0 | 0 | 0 | 0 | 0 | 0 | 0 | 0 | 0 |  | 0 | 0
0 | 0 | 0 | 0 | 0 | 0 | 0 | 0 | 0 | 0 | 0 | 0 | 0 |  | 0 | 0
0 | 0 | 0 | 0 | 0 | 0 | 0 | 0 | 0 | 0 | 0 | 0 | 0 |  | 0 | 0
0 | 0 | 0 | 0 | 0 | 0 | 0 | 0 | 0 | 0 | 0 | 0 | 0 |  | 0 | 0
0 | 0 | 0 | 0 | 0 | 0 | 0 | 0 | 0 | 0 | 0 | 0 | 0 |  | 0 | 0
0 | 0 | 0 | 0 | 0 | 0 | 0 | 0 | 0 | 0 | 0 | 0 | 0 |  | 0 | 0
0 | 0 | 0 | 0 | 0 | 0 | 0 | 0 | 0 | 0 | 0 | 0 | 0 |  | 0 | 0
0 | 0 | 0 | 0 | 0 | 0 | 0 | 0 | 0 | 0 | 0 | 0 | 0 |  | 0 | 0
0 | 0 | 0 | 0 | 0 | 0 | 0 | 0 | 0 | 0 | 0 | 0 | 0 |  | 0 | 0
0 | 0 | 0 | 0 | 0 | 0 | 0 | 0 | 0 | 0 | 0 | 0 | 0 |  | 0 | 0
0 | 0 | 0 | 0 | 0 | 0 | 0 | 0 | 0 | 0 | 0 | 0 | 0 |  | 0 | 0
0 | 0 | 0 | 0 | 0 | 0 | 0 | 0 | 0 | 0 | 0 | 0 | 0 |  | 0 | 0
0 | 0 | 0 | 0 | 0 | 0 | 0 | 0 | 0 | 0 | 0 | 0 | 0 |  | 0 | 0
0 | 0 | 0 | 0 | 0 | 0 | 0 | 0 | 0 | 0 | 0 | 0 | 0 |  | 0 | 0
0 | 0 | 0 | 0 | 0 | 0 | 0 | 0 | 0 | 0 | 0 | 0 | 0 |  | 0 | 0
0 | 0 | 0 | 0 | 0 | 0 | 0 | 0 | 0 | 0 | 0 | 0 | 0 |  | 0 | 0
0 | 0 | 0 | 0 | 0 | 0 | 0 | 0 | 0 | 0 | 0 | 0 | 0 |  | 0 | 0
0 | 0 | 0 | 0 | 0 | 0 | 0 | 0 | 0 | 0 | 0 | 0 | 0 |  | 0 | 0
0 | 0 | 0 | 0 | 0 | 0 | 0 | 0 | 0 | 0 | 0 | 0 | 0 |  | 0 | 0
0 | 0 | 0 | 0 | 0 | 0 | 0 | 0 | 0 | 0 | 0 | 0 | 0 |  | 0 | 0
0 | 0 | 0 | 0 | 0 | 0 | 0 | 0 | 0 | 0 | 0 | 0 | 0 |  | 0 | 0
0 | 0 | 0 | 0 | 0 | 0 | 0 | 0 | 0 | 0 | 0 | 0 | 0 |  | 0 | 0
0 | 0 | 0 | 0 | 0 | 0 | 0 | 0 | 0 | 0 | 0 | 0 | 0 |  | 0 | 0
0 | 0 | 0 | 0 | 0 | 0 | 0 | 0 | 0 | 0 | 0 | 0 | 0 |  | 0 | 0
0 | 0 | 0 | 0 | 0 | 0 | 0 | 0 | 0 | 0 | 0 | 0 | 0 |  | 0 | 0
0 | 0 | 0 | 0 | 0 | 0 | 0 | 0 | 0 | 0 | 0 | 0 | 0 |  | 0 | 0
0 | 0 | 0 | 0 | 0 | 0 | 0 | 0 | 0 | 0 | 0 | 0 | 0 |  | 0 | 0
0 | 0 | 0 | 0 | 0 | 0 | 0 | 0 | 0 | 0 | 0 | 0 | 0 |  | 0 | 0
0 | 0 | 0 | 0 | 0 | 0 | 0 | 0 | 0 | 0 | 0 | 0 | 0 |  | 0 | 0
0 | 0 | 0 | 0 | 0 | 0 | 0 | 0 | 0 | 0 | 0 | 0 | 0 |  | 0 | 0
0 | 0 | 0 | 0 | 0 | 0 | 0 | 0 | 0 | 0 | 0 | 0 | 0 |  | 0 | 0
0 | 0 | 0 | 0 | 0 | 0 | 0 | 0 | 0 | 0 | 0 | 0 | 0 |  | 0 | 0
0 | 0 | 0 | 0 | 0 | 0 | 0 | 0 | 0 | 0 | 0 | 0 | 0 |  | 0 | 0
0 | 0 | 0 | 0 | 0 | 0 | 0 | 0 | 0 | 0 | 0 | 0 | 0 |  | 0 | 0
0 | 0 | 0 | 0 | 0 | 0 | 0 | 0 | 0 | 0 | 0 | 0 | 0 |  | 0 | 0
0 | 0 | 0 | 0 | 0 | 0 | 0 | 0 | 0 | 0 | 0 | 0 | 0 |  | 0 | 0
0 | 0 | 0 | 0 | 0 | 0 | 0 | 0 | 0 | 0 | 0 | 0 | 0 |  | 0 | 0
0 | 0 | 0 | 0 | 0 | 0 | 0 | 0 | 0 | 0 | 0 | 0 | 0 |  | 0 | 0
0 | 0 | 0 | 0 | 0 | 0 | 0 | 0 | 0 | 0 | 0 | 0 | 0 |  | 0 | 0
0 | 0 | 0 | 0 | 0 | 0 | 0 | 0 | 0 | 0 | 0 | 0 | 0 |  | 0 | 0
0 | 0 | 0 | 0 | 0 | 0 | 0 | 0 | 0 | 0 | 0 | 0 | 0 |  | 0 | 0
0 | 0 | 0 | 0 | 0 | 0 | 0 | 0 | 0 | 0 | 0 | 0 | 0 |  | 0 | 0
0 | 0 | 0 | 0 | 0 | 0 | 0 | 0 | 0 | 0 | 0 | 0 | 0 |  | 0 | 0
0 | 0 | 0 | 0 | 0 | 0 | 0 | 0 | 0 | 0 | 0 | 0 | 0 |  | 0 | 0
0 | 0 | 0 | 0 | 0 | 0 | 0 | 0 | 0 | 0 | 0 | 0 | 0 |  | 0 | 0
0 | 0 | 0 | 0 | 0 | 0 | 0 | 0 | 0 | 0 | 0 | 0 | 0 |  | 0 | 0
0 | 0 | 0 | 0 | 0 | 0 | 0 | 0 | 0 | 0 | 0 | 0 | 0 |  | 0 | 0
0 | 0 | 0 | 0 | 0 | 0 | 0 | 0 | 0 | 0 | 0 | 0 | 0 |  | 0 | 0
0 | 0 | 0 | 0 | 0 | 0 | 0 | 0 | 0 | 0 | 0 | 0 | 0 |  | 0 | 0
0 | 0 | 0 | 0 | 0 | 0 | 0 | 0 | 0 | 0 | 0 | 0 | 0 |  | 0 | 0
0 | 0 | 0 | 0 | 0 | 0 | 0 | 0 | 0 | 0 | 0 | 0 | 0 |  | 0 | 0
0 | 0 | 0 | 0 | 0 | 0 | 0 | 0 | 0 | 0 | 0 | 0 | 0 |  | 0 | 0
0 | 0 | 0 | 0 | 0 | 0 | 0 | 0 | 0 | 0 | 0 | 0 | 0 |  | 0 | 0
0 | 0 | 0 | 0 | 0 | 0 | 0 | 0 | 0 | 0 | 0 | 0 | 0 |  | 0 | 0
0 | 0 | 0 | 0 | 0 | 0 | 0 | 0 | 0 | 0 | 0 | 0 | 0 |  | 0 | 0
0 | 0 | 0 | 0 | 0 | 0 | 0 | 0 | 0 | 0 | 0 | 0 | 0 |  | 0 | 0
0 | 0 | 0 | 0 | 0 | 0 | 0 | 0 | 0 | 0 | 0 | 0 | 0 |  | 0 | 0
0 | 0 | 0 | 0 | 0 | 0 | 0 | 0 | 0 | 0 | 0 | 0 | 0 |  | 0 | 0
0 | 0 | 0 | 0 | 0 | 0 | 0 | 0 | 0 | 0 | 0 | 0 | 0 |  | 0 | 0
0 | 0 | 0 | 0 | 0 | 0 | 0 | 0 | 0 | 0 | 0 | 0 | 0 |  | 0 | 0
0 | 0 | 0 | 0 | 0 | 0 | 0 | 0 | 0 | 0 | 0 | 0 | 0 |  | 0 | 0
0 | 0 | 0 | 0 | 0 | 0 | 0 | 0 | 0 | 0 | 0 | 0 | 0 |  | 0 | 0
0 | 0 | 0 | 0 | 0 | 0 | 0 | 0 | 0 | 0 | 0 | 0 | 0 |  | 0 | 0
0 | 0 | 0 | 0 | 0 | 0 | 0 | 0 | 0 | 0 | 0 | 0 | 0 |  | 0 | 0
0 | 0 | 0 | 0 | 0 | 0 | 0 | 0 | 0 | 0 | 0 | 0 | 0 |  | 0 | 0
0 | 0 | 0 | 0 | 0 | 0 | 0 | 0 | 0 | 0 | 0 | 0 | 0 |  | 0 | 0
0 | 0 | 0 | 0 | 0 | 0 | 0 | 0 | 0 | 0 | 0 | 0 | 0 |  | 0 | 0
0 | 0 | 0 | 0 | 0 | 0 | 0 | 0 | 0 | 0 | 0 | 0 | 0 |  | 0 | 0
0 | 0 | 0 | 0 | 0 | 0 | 0 | 0 | 0 | 0 | 0 | 0 | 0 |  | 0 | 0
0 | 0 | 0 | 0 | 0 | 0 | 0 | 0 | 0 | 0 | 0 | 0 | 0 |  | 0 | 0
0 | 0 | 0 | 0 | 0 | 0 | 0 | 0 | 0 | 0 | 0 | 0 | 0 |  | 0 | 0
0 | 0 | 0 | 0 | 0 | 0 | 0 | 0 | 0 | 0 | 0 | 0 | 0 |  | 0 | 0
0 | 0 | 0 | 0 | 0 | 0 | 0 | 0 | 0 | 0 | 0 | 0 | 0 |  | 0 | 0
0 | 0 | 0 | 0 | 0 | 0 | 0 | 0 | 0 | 0 | 0 | 0 | 0 |  | 0 | 0
0 | 0 | 0 | 0 | 0 | 0 | 0 | 0 | 0 | 0 | 0 | 0 | 0 |  | 0 | 0
0 | 0 | 0 | 0 | 0 | 0 | 0 | 0 | 0 | 0 | 0 | 0 | 0 |  | 0 | 0
0 | 0 | 0 | 0 | 0 | 0 | 0 | 0 | 0 | 0 | 0 | 0 | 0 |  | 0 | 0
0 | 0 | 0 | 0 | 0 | 0 | 0 | 0 | 0 | 0 | 0 | 0 | 0 |  | 0 | 0
0 | 0 | 0 | 0 | 0 | 0 | 0 | 0 | 0 | 0 | 0 | 0 | 0 |  | 0 | 0
0 | 0 | 0 | 0 | 0 | 0 | 0 | 0 | 0 | 0 | 0 | 0 | 0 |  | 0 | 0
0 | 0 | 0 | 0 | 0 | 0 | 0 | 0 | 0 | 0 | 0 | 0 | 0 |  | 0 | 0
0 | 0 | 0 | 0 | 0 | 0 | 0 | 0 | 0 | 0 | 0 | 0 | 0 |  | 0 | 0
0 | 0 | 0 | 0 | 0 | 0 | 0 | 0 | 0 | 0 | 0 | 0 | 0 |  | 0 | 0
0 | 0 | 0 | 0 | 0 | 0 | 0 | 0 | 0 | 0 | 0 | 0 | 0 |  | 0 | 0
0 | 0 | 0 | 0 | 0 | 0 | 0 | 0 | 0 | 0 | 0 | 0 | 0 |  | 0 | 0
0 | 0 | 0 | 0 | 0 | 0 | 0 | 0 | 0 | 0 | 0 | 0 | 0 |  | 0 | 0
0 | 0 | 0 | 0 | 0 | 0 | 0 | 0 | 0 | 0 | 0 | 0 | 0 |  | 0 | 0
0 | 0 | 0 | 0 | 0 | 0 | 0 | 0 | 0 | 0 | 0 | 0 | 0 |  | 0 | 0
0 | 0 | 0 | 0 | 0 | 0 | 0 | 0 | 0 | 0 | 0 | 0 | 0 |  | 0 | 0
0 | 0 | 0 | 0 | 0 | 0 | 0 | 0 | 0 | 0 | 0 | 0 | 0 |  | 0 | 0
0 | 0 | 0 | 0 | 0 | 0 | 0 | 0 | 0 | 0 | 0 | 0 | 0 |  | 0 | 0
0 | 0 | 0 | 0 | 0 | 0 | 0 | 0 | 0 | 0 | 0 | 0 | 0 |  | 0 | 0
0 | 0 | 0 | 0 | 0 | 0 | 0 | 0 | 0 | 0 | 0 | 0 | 0 |  | 0 | 0
0 | 0 | 0 | 0 | 0 | 0 | 0 | 0 | 0 | 0 | 0 | 0 | 0 |  | 0 | 0
0 | 0 | 0 | 0 | 0 | 0 | 0 | 0 | 0 | 0 | 0 | 0 | 0 |  | 0 | 0
0 | 0 | 0 | 0 | 0 | 0 | 0 | 0 | 0 | 0 | 0 | 0 | 0 |  | 0 | 0
0 | 0 | 0 | 0 | 0 | 0 | 0 | 0 | 0 | 0 | 0 | 0 | 0 |  | 0 | 0
0 | 0 | 0 | 0 | 0 | 0 | 0 | 0 | 0 | 0 | 0 | 0 | 0 |  | 0 | 0
0 | 0 | 0 | 0 | 0 | 0 | 0 | 0 | 0 | 0 | 0 | 0 | 0 |  | 0 | 0
0 | 0 | 0 | 0 | 0 | 0 | 0 | 0 | 0 | 0 | 0 | 0 | 0 |  | 0 | 0
0 | 0 | 0 | 0 | 0 | 0 | 0 | 0 | 0 | 0 | 0 | 0 | 0 |  | 0 | 0
0 | 0 | 0 | 0 | 0 | 0 | 0 | 0 | 0 | 0 | 0 | 0 | 0 |  | 0 | 0
0 | 0 | 0 | 0 | 0 | 0 | 0 | 0 | 0 | 0 | 0 | 0 | 0 |  | 0 | 0
0 | 0 | 0 | 0 | 0 | 0 | 0 | 0 | 0 | 0 | 0 | 0 | 0 |  | 0 | 0
0 | 0 | 0 | 0 | 0 | 0 | 0 | 0 | 0 | 0 | 0 | 0 | 0 |  | 0 | 0
0 | 0 | 0 | 0 | 0 | 0 | 0 | 0 | 0 | 0 | 0 | 0 | 0 |  | 0 | 0
0 | 0 | 0 | 0 | 0 | 0 | 0 | 0 | 0 | 0 | 0 | 0 | 0 |  | 0 | 0
0 | 0 | 0 | 0 | 0 | 0 | 0 | 0 | 0 | 0 | 0 | 0 | 0 |  | 0 | 0
0 | 0 | 0 | 0 | 0 | 0 | 0 | 0 | 0 | 0 | 0 | 0 | 0 |  | 0 | 0
0 | 0 | 0 | 0 | 0 | 0 | 0 | 0 | 0 | 0 | 0 | 0 | 0 |  | 0 | 0
0 | 0 | 0 | 0 | 0 | 0 | 0 | 0 | 0 | 0 | 0 | 0 | 0 |  | 0 | 0
0 | 0 | 0 | 0 | 0 | 0 | 0 | 0 | 0 | 0 | 0 | 0 | 0 |  | 0 | 0
0 | 0 | 0 | 0 | 0 | 0 | 0 | 0 | 0 | 0 | 0 | 0 | 0 |  | 0 | 0
0 | 0 | 0 | 0 | 0 | 0 | 0 | 0 | 0 | 0 | 0 | 0 | 0 |  | 0 | 0
0 | 0 | 0 | 0 | 0 | 0 | 0 | 0 | 0 | 0 | 0 | 0 | 0 |  | 0 | 0
0 | 0 | 0 | 0 | 0 | 0 | 0 | 0 | 0 | 0 | 0 | 0 | 0 |  | 0 | 0
0 | 0 | 0 | 0 | 0 | 0 | 0 | 0 | 0 | 0 | 0 | 0 | 0 |  | 0 | 0
0 | 0 | 0 | 0 | 0 | 0 | 0 | 0 | 0 | 0 | 0 | 0 | 0 |  | 0 | 0
0 | 0 | 0 | 0 | 0 | 0 | 0 | 0 | 0 | 0 | 0 | 0 | 0 |  | 0 | 0
0 | 0 | 0 | 0 | 0 | 0 | 0 | 0 | 0 | 0 | 0 | 0 | 0 |  | 0 | 0
0 | 0 | 0 | 0 | 0 | 0 | 0 | 0 | 0 | 0 | 0 | 0 | 0 |  | 0 | 0
0 | 0 | 0 | 0 | 0 | 0 | 0 | 0 | 0 | 0 | 0 | 0 | 0 |  | 0 | 0
0 | 0 | 0 | 0 | 0 | 0 | 0 | 0 | 0 | 0 | 0 | 0 | 0 |  | 0 | 0
0 | 0 | 0 | 0 | 0 | 0 | 0 | 0 | 0 | 0 | 0 | 0 | 0 |  | 0 | 0
0 | 0 | 0 | 0 | 0 | 0 | 0 | 0 | 0 | 0 | 0 | 0 | 0 |  | 0 | 0
0 | 0 | 0 | 0 | 0 | 0 | 0 | 0 | 0 | 0 | 0 | 0 | 0 |  | 0 | 0
0 | 0 | 0 | 0 | 0 | 0 | 0 | 0 | 0 | 0 | 0 | 0 | 0 |  | 0 | 0
0 | 0 | 0 | 0 | 0 | 0 | 0 | 0 | 0 | 0 | 0 | 0 | 0 |  | 0 | 0
0 | 0 | 0 | 0 | 0 | 0 | 0 | 0 | 0 | 0 | 0 | 0 | 0 |  | 0 | 0
0 | 0 | 0 | 0 | 0 | 0 | 0 | 0 | 0 | 0 | 0 | 0 | 0 |  | 0 | 0
0 | 0 | 0 | 0 | 0 | 0 | 0 | 0 | 0 | 0 | 0 | 0 | 0 |  | 0 | 0
0 | 0 | 0 | 0 | 0 | 0 | 0 | 0 | 0 | 0 | 0 | 0 | 0 |  | 0 | 0
0 | 0 | 0 | 0 | 0 | 0 | 0 | 0 | 0 | 0 | 0 | 0 | 0 |  | 0 | 0
0 | 0 | 0 | 0 | 0 | 0 | 0 | 0 | 0 | 0 | 0 | 0 | 0 |  | 0 | 0
0 | 0 | 0 | 0 | 0 | 0 | 0 | 0 | 0 | 0 | 0 | 0 | 0 |  | 0 | 0
0 | 0 | 0 | 0 | 0 | 0 | 0 | 0 | 0 | 0 | 0 | 0 | 0 |  | 0 | 0
0 | 0 | 0 | 0 | 0 | 0 | 0 | 0 | 0 | 0 | 0 | 0 | 0 |  | 0 | 0
0 | 0 | 0 | 0 | 0 | 0 | 0 | 0 | 0 | 0 | 0 | 0 | 0 |  | 0 | 0
0 | 0 | 0 | 0 | 0 | 0 | 0 | 0 | 0 | 0 | 0 | 0 | 0 |  | 0 | 0
0 | 0 | 0 | 0 | 0 | 0 | 0 | 0 | 0 | 0 | 0 | 0 | 0 |  | 0 | 0
0 | 0 | 0 | 0 | 0 | 0 | 0 | 0 | 0 | 0 | 0 | 0 | 0 |  | 0 | 0
0 | 0 | 0 | 0 | 0 | 0 | 0 | 0 | 0 | 0 | 0 | 0 | 0 |  | 0 | 0
0 | 0 | 0 | 0 | 0 | 0 | 0 | 0 | 0 | 0 | 0 | 0 | 0 |  | 0 | 0
0 | 0 | 0 | 0 | 0 | 0 | 0 | 0 | 0 | 0 | 0 | 0 | 0 |  | 0 | 0
0 | 0 | 0 | 0 | 0 | 0 | 0 | 0 | 0 | 0 | 0 | 0 | 0 |  | 0 | 0
0 | 0 | 0 | 0 | 0 | 0 | 0 | 0 | 0 | 0 | 0 | 0 | 0 |  | 0 | 0
0 | 0 | 0 | 0 | 0 | 0 | 0 | 0 | 0 | 0 | 0 | 0 | 0 |  | 0 | 0
0 | 0 | 0 | 0 | 0 | 0 | 0 | 0 | 0 | 0 | 0 | 0 | 0 |  | 0 | 0
0 | 0 | 0 | 0 | 0 | 0 | 0 | 0 | 0 | 0 | 0 | 0 | 0 |  | 0 | 0
0 | 0 | 0 | 0 | 0 | 0 | 0 | 0 | 0 | 0 | 0 | 0 | 0 |  | 0 | 0
0 | 0 | 0 | 0 | 0 | 0 | 0 | 0 | 0 | 0 | 0 | 0 | 0 |  | 0 | 0
0 | 0 | 0 | 0 | 0 | 0 | 0 | 0 | 0 | 0 | 0 | 0 | 0 |  | 0 | 0
0 | 0 | 0 | 0 | 0 | 0 | 0 | 0 | 0 | 0 | 0 | 0 | 0 |  | 0 | 0
0 | 0 | 0 | 0 | 0 | 0 | 0 | 0 | 0 | 0 | 0 | 0 | 0 |  | 0 | 0
0 | 0 | 0 | 0 | 0 | 0 | 0 | 0 | 0 | 0 | 0 | 0 | 0 |  | 0 | 0
0 | 0 | 0 | 0 | 0 | 0 | 0 | 0 | 0 | 0 | 0 | 0 | 0 |  | 0 | 0
0 | 0 | 0 | 0 | 0 | 0 | 0 | 0 | 0 | 0 | 0 | 0 | 0 |  | 0 | 0
0 | 0 | 0 | 0 | 0 | 0 | 0 | 0 | 0 | 0 | 0 | 0 | 0 |  | 0 | 0
0 | 0 | 0 | 0 | 0 | 0 | 0 | 0 | 0 | 0 | 0 | 0 | 0 |  | 0 | 0
0 | 0 | 0 | 0 | 0 | 0 | 0 | 0 | 0 | 0 | 0 | 0 | 0 |  | 0 | 0
0 | 0 | 0 | 0 | 0 | 0 | 0 | 0 | 0 | 0 | 0 | 0 | 0 |  | 0 | 0
0 | 0 | 0 | 0 | 0 | 0 | 0 | 0 | 0 | 0 | 0 | 0 | 0 |  | 0 | 0
0 | 0 | 0 | 0 | 0 | 0 | 0 | 0 | 0 | 0 | 0 | 0 | 0 |  | 0 | 0
0 | 0 | 0 | 0 | 0 | 0 | 0 | 0 | 0 | 0 | 0 | 0 | 0 |  | 0 | 0
0 | 0 | 0 | 0 | 0 | 0 | 0 | 0 | 0 | 0 | 0 | 0 | 0 |  | 0 | 0
0 | 0 | 0 | 0 | 0 | 0 | 0 | 0 | 0 | 0 | 0 | 0 | 0 |  | 0 | 0
0 | 0 | 0 | 0 | 0 | 0 | 0 | 0 | 0 | 0 | 0 | 0 | 0 |  | 0 | 0
0 | 0 | 0 | 0 | 0 | 0 | 0 | 0 | 0 | 0 | 0 | 0 | 0 |  | 0 | 0
0 | 0 | 0 | 0 | 0 | 0 | 0 | 0 | 0 | 0 | 0 | 0 | 0 |  | 0 | 0
0 | 0 | 0 | 0 | 0 | 0 | 0 | 0 | 0 | 0 | 0 | 0 | 0 |  | 0 | 0
0 | 0 | 0 | 0 | 0 | 0 | 0 | 0 | 0 | 0 | 0 | 0 | 0 |  | 0 | 0
0 | 0 | 0 | 0 | 0 | 0 | 0 | 0 | 0 | 0 | 0 | 0 | 0 |  | 0 | 0
0 | 0 | 0 | 0 | 0 | 0 | 0 | 0 | 0 | 0 | 0 | 0 | 0 |  | 0 | 0
0 | 0 | 0 | 0 | 0 | 0 | 0 | 0 | 0 | 0 | 0 | 0 | 0 |  | 0 | 0
0 | 0 | 0 | 0 | 0 | 0 | 0 | 0 | 0 | 0 | 0 | 0 | 0 |  | 0 | 0
0 | 0 | 0 | 0 | 0 | 0 | 0 | 0 | 0 | 0 | 0 | 0 | 0 |  | 0 | 0
0 | 0 | 0 | 0 | 0 | 0 | 0 | 0 | 0 | 0 | 0 | 0 | 0 |  | 0 | 0
0 | 0 | 0 | 0 | 0 | 0 | 0 | 0 | 0 | 0 | 0 | 0 | 0 |  | 0 | 0
0 | 0 | 0 | 0 | 0 | 0 | 0 | 0 | 0 | 0 | 0 | 0 | 0 |  | 0 | 0
0 | 0 | 0 | 0 | 0 | 0 | 0 | 0 | 0 | 0 | 0 | 0 | 0 |  | 0 | 0
0 | 0 | 0 | 0 | 0 | 0 | 0 | 0 | 0 | 0 | 0 | 0 | 0 |  | 0 | 0
0 | 0 | 0 | 0 | 0 | 0 | 0 | 0 | 0 | 0 | 0 | 0 | 0 |  | 0 | 0
0 | 0 | 0 | 0 | 0 | 0 | 0 | 0 | 0 | 0 | 0 | 0 | 0 |  | 0 | 0
0 | 0 | 0 | 0 | 0 | 0 | 0 | 0 | 0 | 0 | 0 | 0 | 0 |  | 0 | 0
0 | 0 | 0 | 0 | 0 | 0 | 0 | 0 | 0 | 0 | 0 | 0 | 0 |  | 0 | 0
0 | 0 | 0 | 0 | 0 | 0 | 0 | 0 | 0 | 0 | 0 | 0 | 0 |  | 0 | 0
0 | 0 | 0 | 0 | 0 | 0 | 0 | 0 | 0 | 0 | 0 | 0 | 0 |  | 0 | 0
0 | 0 | 0 | 0 | 0 | 0 | 0 | 0 | 0 | 0 | 0 | 0 | 0 |  | 0 | 0
0 | 0 | 0 | 0 | 0 | 0 | 0 | 0 | 0 | 0 | 0 | 0 | 0 |  | 0 | 0
0 | 0 | 0 | 0 | 0 | 0 | 0 | 0 | 0 | 0 | 0 | 0 | 0 |  | 0 | 0
0 | 0 | 0 | 0 | 0 | 0 | 0 | 0 | 0 | 0 | 0 | 0 | 0 |  | 0 | 0
0 | 0 | 0 | 0 | 0 | 0 | 0 | 0 | 0 | 0 | 0 | 0 | 0 |  | 0 | 0
0 | 0 | 0 | 0 | 0 | 0 | 0 | 0 | 0 | 0 | 0 | 0 | 0 |  | 0 | 0
0 | 0 | 0 | 0 | 0 | 0 | 0 | 0 | 0 | 0 | 0 | 0 | 0 |  | 0 | 0
0 | 0 | 0 | 0 | 0 | 0 | 0 | 0 | 0 | 0 | 0 | 0 | 0 |  | 0 | 0
0 | 0 | 0 | 0 | 0 | 0 | 0 | 0 | 0 | 0 | 0 | 0 | 0 |  | 0 | 0
0 | 0 | 0 | 0 | 0 | 0 | 0 | 0 | 0 | 0 | 0 | 0 | 0 |  | 0 | 0
0 | 0 | 0 | 0 | 0 | 0 | 0 | 0 | 0 | 0 | 0 | 0 | 0 |  | 0 | 0
0 | 0 | 0 | 0 | 0 | 0 | 0 | 0 | 0 | 0 | 0 | 0 | 0 |  | 0 | 0
0 | 0 | 0 | 0 | 0 | 0 | 0 | 0 | 0 | 0 | 0 | 0 | 0 |  | 0 | 0
0 | 0 | 0 | 0 | 0 | 0 | 0 | 0 | 0 | 0 | 0 | 0 | 0 |  | 0 | 0
0 | 0 | 0 | 0 | 0 | 0 | 0 | 0 | 0 | 0 | 0 | 0 | 0 |  | 0 | 0
0 | 0 | 0 | 0 | 0 | 0 | 0 | 0 | 0 | 0 | 0 | 0 | 0 |  | 0 | 0
0 | 0 | 0 | 0 | 0 | 0 | 0 | 0 | 0 | 0 | 0 | 0 | 0 |  | 0 | 0
0 | 0 | 0 | 0 | 0 | 0 | 0 | 0 | 0 | 0 | 0 | 0 | 0 |  | 0 | 0
0 | 0 | 0 | 0 | 0 | 0 | 0 | 0 | 0 | 0 | 0 | 0 | 0 |  | 0 | 0
0 | 0 | 0 | 0 | 0 | 0 | 0 | 0 | 0 | 0 | 0 | 0 | 0 |  | 0 | 0
0 | 0 | 0 | 0 | 0 | 0 | 0 | 0 | 0 | 0 | 0 | 0 | 0 |  | 0 | 0
0 | 0 | 0 | 0 | 0 | 0 | 0 | 0 | 0 | 0 | 0 | 0 | 0 |  | 0 | 0
0 | 0 | 0 | 0 | 0 | 0 | 0 | 0 | 0 | 0 | 0 | 0 | 0 |  | 0 | 0
0 | 0 | 0 | 0 | 0 | 0 | 0 | 0 | 0 | 0 | 0 | 0 | 0 |  | 0 | 0
0 | 0 | 0 | 0 | 0 | 0 | 0 | 0 | 0 | 0 | 0 | 0 | 0 |  | 0 | 0
0 | 0 | 0 | 0 | 0 | 0 | 0 | 0 | 0 | 0 | 0 | 0 | 0 |  | 0 | 0
0 | 0 | 0 | 0 | 0 | 0 | 0 | 0 | 0 | 0 | 0 | 0 | 0 |  | 0 | 0
0 | 0 | 0 | 0 | 0 | 0 | 0 | 0 | 0 | 0 | 0 | 0 | 0 |  | 0 | 0
0 | 0 | 0 | 0 | 0 | 0 | 0 | 0 | 0 | 0 | 0 | 0 | 0 |  | 0 | 0
0 | 0 | 0 | 0 | 0 | 0 | 0 | 0 | 0 | 0 | 0 | 0 | 0 |  | 0 | 0
0 | 0 | 0 | 0 | 0 | 0 | 0 | 0 | 0 | 0 | 0 | 0 | 0 |  | 0 | 0
0 | 0 | 0 | 0 | 0 | 0 | 0 | 0 | 0 | 0 | 0 | 0 | 0 |  | 0 | 0
0 | 0 | 0 | 0 | 0 | 0 | 0 | 0 | 0 | 0 | 0 | 0 | 0 |  | 0 | 0
0 | 0 | 0 | 0 | 0 | 0 | 0 | 0 | 0 | 0 | 0 | 0 | 0 |  | 0 | 0
0 | 0 | 0 | 0 | 0 | 0 | 0 | 0 | 0 | 0 | 0 | 0 | 0 |  | 0 | 0
0 | 0 | 0 | 0 | 0 | 0 | 0 | 0 | 0 | 0 | 0 | 0 | 0 |  | 0 | 0
0 | 0 | 0 | 0 | 0 | 0 | 0 | 0 | 0 | 0 | 0 | 0 | 0 |  | 0 | 0
0 | 0 | 0 | 0 | 0 | 0 | 0 | 0 | 0 | 0 | 0 | 0 | 0 |  | 0 | 0
0 | 0 | 0 | 0 | 0 | 0 | 0 | 0 | 0 | 0 | 0 | 0 | 0 |  | 0 | 0
0 | 0 | 0 | 0 | 0 | 0 | 0 | 0 | 0 | 0 | 0 | 0 | 0 |  | 0 | 0
0 | 0 | 0 | 0 | 0 | 0 | 0 | 0 | 0 | 0 | 0 | 0 | 0 |  | 0 | 0
0 | 0 | 0 | 0 | 0 | 0 | 0 | 0 | 0 | 0 | 0 | 0 | 0 |  | 0 | 0
0 | 0 | 0 | 0 | 0 | 0 | 0 | 0 | 0 | 0 | 0 | 0 | 0 |  | 0 | 0
0 | 0 | 0 | 0 | 0 | 0 | 0 | 0 | 0 | 0 | 0 | 0 | 0 |  | 0 | 0
0 | 0 | 0 | 0 | 0 | 0 | 0 | 0 | 0 | 0 | 0 | 0 | 0 |  | 0 | 0
0 | 0 | 0 | 0 | 0 | 0 | 0 | 0 | 0 | 0 | 0 | 0 | 0 |  | 0 | 0
0 | 0 | 0 | 0 | 0 | 0 | 0 | 0 | 0 | 0 | 0 | 0 | 0 |  | 0 | 0
0 | 0 | 0 | 0 | 0 | 0 | 0 | 0 | 0 | 0 | 0 | 0 | 0 |  | 0 | 0
0 | 0 | 0 | 0 | 0 | 0 | 0 | 0 | 0 | 0 | 0 | 0 | 0 |  | 0 | 0
0 | 0 | 0 | 0 | 0 | 0 | 0 | 0 | 0 | 0 | 0 | 0 | 0 |  | 0 | 0
0 | 0 | 0 | 0 | 0 | 0 | 0 | 0 | 0 | 0 | 0 | 0 | 0 |  | 0 | 0
0 | 0 | 0 | 0 | 0 | 0 | 0 | 0 | 0 | 0 | 0 | 0 | 0 |  | 0 | 0
0 | 0 | 0 | 0 | 0 | 0 | 0 | 0 | 0 | 0 | 0 | 0 | 0 |  | 0 | 0
0 | 0 | 0 | 0 | 0 | 0 | 0 | 0 | 0 | 0 | 0 | 0 | 0 |  | 0 | 0
0 | 0 | 0 | 0 | 0 | 0 | 0 | 0 | 0 | 0 | 0 | 0 | 0 |  | 0 | 0
0 | 0 | 0 | 0 | 0 | 0 | 0 | 0 | 0 | 0 | 0 | 0 | 0 |  | 0 | 0
0 | 0 | 0 | 0 | 0 | 0 | 0 | 0 | 0 | 0 | 0 | 0 | 0 |  | 0 | 0
0 | 0 | 0 | 0 | 0 | 0 | 0 | 0 | 0 | 0 | 0 | 0 | 0 |  | 0 | 0
0 | 0 | 0 | 0 | 0 | 0 | 0 | 0 | 0 | 0 | 0 | 0 | 0 |  | 0 | 0
0 | 0 | 0 | 0 | 0 | 0 | 0 | 0 | 0 | 0 | 0 | 0 | 0 |  | 0 | 0
0 | 0 | 0 | 0 | 0 | 0 | 0 | 0 | 0 | 0 | 0 | 0 | 0 |  | 0 | 0
0 | 0 | 0 | 0 | 0 | 0 | 0 | 0 | 0 | 0 | 0 | 0 | 0 |  | 0 | 0
0 | 0 | 0 | 0 | 0 | 0 | 0 | 0 | 0 | 0 | 0 | 0 | 0 |  | 0 | 0
0 | 0 | 0 | 0 | 0 | 0 | 0 | 0 | 0 | 0 | 0 | 0 | 0 |  | 0 | 0
0 | 0 | 0 | 0 | 0 | 0 | 0 | 0 | 0 | 0 | 0 | 0 | 0 |  | 0 | 0
0 | 0 | 0 | 0 | 0 | 0 | 0 | 0 | 0 | 0 | 0 | 0 | 0 |  | 0 | 0
0 | 0 | 0 | 0 | 0 | 0 | 0 | 0 | 0 | 0 | 0 | 0 | 0 |  | 0 | 0
0 | 0 | 0 | 0 | 0 | 0 | 0 | 0 | 0 | 0 | 0 | 0 | 0 |  | 0 | 0
0 | 0 | 0 | 0 | 0 | 0 | 0 | 0 | 0 | 0 | 0 | 0 | 0 |  | 0 | 0
0 | 0 | 0 | 0 | 0 | 0 | 0 | 0 | 0 | 0 | 0 | 0 | 0 |  | 0 | 0
0 | 0 | 0 | 0 | 0 | 0 | 0 | 0 | 0 | 0 | 0 | 0 | 0 |  | 0 | 0
0 | 0 | 0 | 0 | 0 | 0 | 0 | 0 | 0 | 0 | 0 | 0 | 0 |  | 0 | 0
0 | 0 | 0 | 0 | 0 | 0 | 0 | 0 | 0 | 0 | 0 | 0 | 0 |  | 0 | 0
0 | 0 | 0 | 0 | 0 | 0 | 0 | 0 | 0 | 0 | 0 | 0 | 0 |  | 0 | 0
0 | 0 | 0 | 0 | 0 | 0 | 0 | 0 | 0 | 0 | 0 | 0 | 0 |  | 0 | 0
0 | 0 | 0 | 0 | 0 | 0 | 0 | 0 | 0 | 0 | 0 | 0 | 0 |  | 0 | 0
0 | 0 | 0 | 0 | 0 | 0 | 0 | 0 | 0 | 0 | 0 | 0 | 0 |  | 0 | 0
0 | 0 | 0 | 0 | 0 | 0 | 0 | 0 | 0 | 0 | 0 | 0 | 0 |  | 0 | 0
0 | 0 | 0 | 0 | 0 | 0 | 0 | 0 | 0 | 0 | 0 | 0 | 0 |  | 0 | 0
0 | 0 | 0 | 0 | 0 | 0 | 0 | 0 | 0 | 0 | 0 | 0 | 0 |  | 0 | 0
0 | 0 | 0 | 0 | 0 | 0 | 0 | 0 | 0 | 0 | 0 | 0 | 0 |  | 0 | 0
0 | 0 | 0 | 0 | 0 | 0 | 0 | 0 | 0 | 0 | 0 | 0 | 0 |  | 0 | 0
0 | 0 | 0 | 0 | 0 | 0 | 0 | 0 | 0 | 0 | 0 | 0 | 0 |  | 0 | 0
0 | 0 | 0 | 0 | 0 | 0 | 0 | 0 | 0 | 0 | 0 | 0 | 0 |  | 0 | 0
0 | 0 | 0 | 0 | 0 | 0 | 0 | 0 | 0 | 0 | 0 | 0 | 0 |  | 0 | 0
0 | 0 | 0 | 0 | 0 | 0 | 0 | 0 | 0 | 0 | 0 | 0 | 0 |  | 0 | 0
0 | 0 | 0 | 0 | 0 | 0 | 0 | 0 | 0 | 0 | 0 | 0 | 0 |  | 0 | 0
0 | 0 | 0 | 0 | 0 | 0 | 0 | 0 | 0 | 0 | 0 | 0 | 0 |  | 0 | 0
0 | 0 | 0 | 0 | 0 | 0 | 0 | 0 | 0 | 0 | 0 | 0 | 0 |  | 0 | 0
0 | 0 | 0 | 0 | 0 | 0 | 0 | 0 | 0 | 0 | 0 | 0 | 0 |  | 0 | 0
0 | 0 | 0 | 0 | 0 | 0 | 0 | 0 | 0 | 0 | 0 | 0 | 0 |  | 0 | 0
0 | 0 | 0 | 0 | 0 | 0 | 0 | 0 | 0 | 0 | 0 | 0 | 0 |  | 0 | 0
0 | 0 | 0 | 0 | 0 | 0 | 0 | 0 | 0 | 0 | 0 | 0 | 0 |  | 0 | 0
0 | 0 | 0 | 0 | 0 | 0 | 0 | 0 | 0 | 0 | 0 | 0 | 0 |  | 0 | 0
0 | 0 | 0 | 0 | 0 | 0 | 0 | 0 | 0 | 0 | 0 | 0 | 0 |  | 0 | 0
0 | 0 | 0 | 0 | 0 | 0 | 0 | 0 | 0 | 0 | 0 | 0 | 0 |  | 0 | 0
0 | 0 | 0 | 0 | 0 | 0 | 0 | 0 | 0 | 0 | 0 | 0 | 0 |  | 0 | 0
0 | 0 | 0 | 0 | 0 | 0 | 0 | 0 | 0 | 0 | 0 | 0 | 0 |  | 0 | 0
0 | 0 | 0 | 0 | 0 | 0 | 0 | 0 | 0 | 0 | 0 | 0 | 0 |  | 0 | 0
0 | 0 | 0 | 0 | 0 | 0 | 0 | 0 | 0 | 0 | 0 | 0 | 0 |  | 0 | 0
0 | 0 | 0 | 0 | 0 | 0 | 0 | 0 | 0 | 0 | 0 | 0 | 0 |  | 0 | 0
0 | 0 | 0 | 0 | 0 | 0 | 0 | 0 | 0 | 0 | 0 | 0 | 0 |  | 0 | 0
0 | 0 | 0 | 0 | 0 | 0 | 0 | 0 | 0 | 0 | 0 | 0 | 0 |  | 0 | 0
0 | 0 | 0 | 0 | 0 | 0 | 0 | 0 | 0 | 0 | 0 | 0 | 0 |  | 0 | 0
0 | 0 | 0 | 0 | 0 | 0 | 0 | 0 | 0 | 0 | 0 | 0 | 0 |  | 0 | 0
0 | 0 | 0 | 0 | 0 | 0 | 0 | 0 | 0 | 0 | 0 | 0 | 0 |  | 0 | 0
0 | 0 | 0 | 0 | 0 | 0 | 0 | 0 | 0 | 0 | 0 | 0 | 0 |  | 0 | 0
0 | 0 | 0 | 0 | 0 | 0 | 0 | 0 | 0 | 0 | 0 | 0 | 0 |  | 0 | 0
0 | 0 | 0 | 0 | 0 | 0 | 0 | 0 | 0 | 0 | 0 | 0 | 0 |  | 0 | 0
0 | 0 | 0 | 0 | 0 | 0 | 0 | 0 | 0 | 0 | 0 | 0 | 0 |  | 0 | 0
0 | 0 | 0 | 0 | 0 | 0 | 0 | 0 | 0 | 0 | 0 | 0 | 0 |  | 0 | 0
0 | 0 | 0 | 0 | 0 | 0 | 0 | 0 | 0 | 0 | 0 | 0 | 0 |  | 0 | 0
0 | 0 | 0 | 0 | 0 | 0 | 0 | 0 | 0 | 0 | 0 | 0 | 0 |  | 0 | 0
0 | 0 | 0 | 0 | 0 | 0 | 0 | 0 | 0 | 0 | 0 | 0 | 0 |  | 0 | 0
0 | 0 | 0 | 0 | 0 | 0 | 0 | 0 | 0 | 0 | 0 | 0 | 0 |  | 0 | 0
0 | 0 | 0 | 0 | 0 | 0 | 0 | 0 | 0 | 0 | 0 | 0 | 0 |  | 0 | 0
0 | 0 | 0 | 0 | 0 | 0 | 0 | 0 | 0 | 0 | 0 | 0 | 0 |  | 0 | 0
0 | 0 | 0 | 0 | 0 | 0 | 0 | 0 | 0 | 0 | 0 | 0 | 0 |  | 0 | 0
0 | 0 | 0 | 0 | 0 | 0 | 0 | 0 | 0 | 0 | 0 | 0 | 0 |  | 0 | 0
0 | 0 | 0 | 0 | 0 | 0 | 0 | 0 | 0 | 0 | 0 | 0 | 0 |  | 0 | 0
0 | 0 | 0 | 0 | 0 | 0 | 0 | 0 | 0 | 0 | 0 | 0 | 0 |  | 0 | 0
0 | 0 | 0 | 0 | 0 | 0 | 0 | 0 | 0 | 0 | 0 | 0 | 0 |  | 0 | 0
0 | 0 | 0 | 0 | 0 | 0 | 0 | 0 | 0 | 0 | 0 | 0 | 0 |  | 0 | 0
0 | 0 | 0 | 0 | 0 | 0 | 0 | 0 | 0 | 0 | 0 | 0 | 0 |  | 0 | 0
0 | 0 | 0 | 0 | 0 | 0 | 0 | 0 | 0 | 0 | 0 | 0 | 0 |  | 0 | 0
0 | 0 | 0 | 0 | 0 | 0 | 0 | 0 | 0 | 0 | 0 | 0 | 0 |  | 0 | 0
0 | 0 | 0 | 0 | 0 | 0 | 0 | 0 | 0 | 0 | 0 | 0 | 0 |  | 0 | 0
0 | 0 | 0 | 0 | 0 | 0 | 0 | 0 | 0 | 0 | 0 | 0 | 0 |  | 0 | 0
0 | 0 | 0 | 0 | 0 | 0 | 0 | 0 | 0 | 0 | 0 | 0 | 0 |  | 0 | 0
0 | 0 | 0 | 0 | 0 | 0 | 0 | 0 | 0 | 0 | 0 | 0 | 0 |  | 0 | 0
0 | 0 | 0 | 0 | 0 | 0 | 0 | 0 | 0 | 0 | 0 | 0 | 0 |  | 0 | 0
0 | 0 | 0 | 0 | 0 | 0 | 0 | 0 | 0 | 0 | 0 | 0 | 0 |  | 0 | 0
0 | 0 | 0 | 0 | 0 | 0 | 0 | 0 | 0 | 0 | 0 | 0 | 0 |  | 0 | 0
0 | 0 | 0 | 0 | 0 | 0 | 0 | 0 | 0 | 0 | 0 | 0 | 0 |  | 0 | 0
0 | 0 | 0 | 0 | 0 | 0 | 0 | 0 | 0 | 0 | 0 | 0 | 0 |  | 0 | 0
0 | 0 | 0 | 0 | 0 | 0 | 0 | 0 | 0 | 0 | 0 | 0 | 0 |  | 0 | 0
0 | 0 | 0 | 0 | 0 | 0 | 0 | 0 | 0 | 0 | 0 | 0 | 0 |  | 0 | 0
0 | 0 | 0 | 0 | 0 | 0 | 0 | 0 | 0 | 0 | 0 | 0 | 0 |  | 0 | 0
0 | 0 | 0 | 0 | 0 | 0 | 0 | 0 | 0 | 0 | 0 | 0 | 0 |  | 0 | 0
0 | 0 | 0 | 0 | 0 | 0 | 0 | 0 | 0 | 0 | 0 | 0 | 0 |  | 0 | 0
0 | 0 | 0 | 0 | 0 | 0 | 0 | 0 | 0 | 0 | 0 | 0 | 0 |  | 0 | 0
0 | 0 | 0 | 0 | 0 | 0 | 0 | 0 | 0 | 0 | 0 | 0 | 0 |  | 0 | 0
0 | 0 | 0 | 0 | 0 | 0 | 0 | 0 | 0 | 0 | 0 | 0 | 0 |  | 0 | 0
0 | 0 | 0 | 0 | 0 | 0 | 0 | 0 | 0 | 0 | 0 | 0 | 0 |  | 0 | 0
0 | 0 | 0 | 0 | 0 | 0 | 0 | 0 | 0 | 0 | 0 | 0 | 0 |  | 0 | 0
0 | 0 | 0 | 0 | 0 | 0 | 0 | 0 | 0 | 0 | 0 | 0 | 0 |  | 0 | 0
0 | 0 | 0 | 0 | 0 | 0 | 0 | 0 | 0 | 0 | 0 | 0 | 0 |  | 0 | 0
0 | 0 | 0 | 0 | 0 | 0 | 0 | 0 | 0 | 0 | 0 | 0 | 0 |  | 0 | 0
0 | 0 | 0 | 0 | 0 | 0 | 0 | 0 | 0 | 0 | 0 | 0 | 0 |  | 0 | 0
0 | 0 | 0 | 0 | 0 | 0 | 0 | 0 | 0 | 0 | 0 | 0 | 0 |  | 0 | 0
0 | 0 | 0 | 0 | 0 | 0 | 0 | 0 | 0 | 0 | 0 | 0 | 0 |  | 0 | 0
0 | 0 | 0 | 0 | 0 | 0 | 0 | 0 | 0 | 0 | 0 | 0 | 0 |  | 0 | 0
0 | 0 | 0 | 0 | 0 | 0 | 0 | 0 | 0 | 0 | 0 | 0 | 0 |  | 0 | 0
0 | 0 | 0 | 0 | 0 | 0 | 0 | 0 | 0 | 0 | 0 | 0 | 0 |  | 0 | 0
0 | 0 | 0 | 0 | 0 | 0 | 0 | 0 | 0 | 0 | 0 | 0 | 0 |  | 0 | 0
0 | 0 | 0 | 0 | 0 | 0 | 0 | 0 | 0 | 0 | 0 | 0 | 0 |  | 0 | 0
0 | 0 | 0 | 0 | 0 | 0 | 0 | 0 | 0 | 0 | 0 | 0 | 0 |  | 0 | 0
0 | 0 | 0 | 0 | 0 | 0 | 0 | 0 | 0 | 0 | 0 | 0 | 0 |  | 0 | 0
0 | 0 | 0 | 0 | 0 | 0 | 0 | 0 | 0 | 0 | 0 | 0 | 0 |  | 0 | 0
0 | 0 | 0 | 0 | 0 | 0 | 0 | 0 | 0 | 0 | 0 | 0 | 0 |  | 0 | 0
0 | 0 | 0 | 0 | 0 | 0 | 0 | 0 | 0 | 0 | 0 | 0 | 0 |  | 0 | 0
0 | 0 | 0 | 0 | 0 | 0 | 0 | 0 | 0 | 0 | 0 | 0 | 0 |  | 0 | 0
0 | 0 | 0 | 0 | 0 | 0 | 0 | 0 | 0 | 0 | 0 | 0 | 0 |  | 0 | 0
0 | 0 | 0 | 0 | 0 | 0 | 0 | 0 | 0 | 0 | 0 | 0 | 0 |  | 0 | 0
0 | 0 | 0 | 0 | 0 | 0 | 0 | 0 | 0 | 0 | 0 | 0 | 0 |  | 0 | 0
0 | 0 | 0 | 0 | 0 | 0 | 0 | 0 | 0 | 0 | 0 | 0 | 0 |  | 0 | 0
0 | 0 | 0 | 0 | 0 | 0 | 0 | 0 | 0 | 0 | 0 | 0 | 0 |  | 0 | 0
0 | 0 | 0 | 0 | 0 | 0 | 0 | 0 | 0 | 0 | 0 | 0 | 0 |  | 0 | 0
0 | 0 | 0 | 0 | 0 | 0 | 0 | 0 | 0 | 0 | 0 | 0 | 0 |  | 0 | 0
0 | 0 | 0 | 0 | 0 | 0 | 0 | 0 | 0 | 0 | 0 | 0 | 0 |  | 0 | 0
0 | 0 | 0 | 0 | 0 | 0 | 0 | 0 | 0 | 0 | 0 | 0 | 0 |  | 0 | 0
0 | 0 | 0 | 0 | 0 | 0 | 0 | 0 | 0 | 0 | 0 | 0 | 0 |  | 0 | 0
0 | 0 | 0 | 0 | 0 | 0 | 0 | 0 | 0 | 0 | 0 | 0 | 0 |  | 0 | 0
0 | 0 | 0 | 0 | 0 | 0 | 0 | 0 | 0 | 0 | 0 | 0 | 0 |  | 0 | 0
0 | 0 | 0 | 0 | 0 | 0 | 0 | 0 | 0 | 0 | 0 | 0 | 0 |  | 0 | 0
0 | 0 | 0 | 0 | 0 | 0 | 0 | 0 | 0 | 0 | 0 | 0 | 0 |  | 0 | 0
0 | 0 | 0 | 0 | 0 | 0 | 0 | 0 | 0 | 0 | 0 | 0 | 0 |  | 0 | 0
0 | 0 | 0 | 0 | 0 | 0 | 0 | 0 | 0 | 0 | 0 | 0 | 0 |  | 0 | 0
0 | 0 | 0 | 0 | 0 | 0 | 0 | 0 | 0 | 0 | 0 | 0 | 0 |  | 0 | 0
0 | 0 | 0 | 0 | 0 | 0 | 0 | 0 | 0 | 0 | 0 | 0 | 0 |  | 0 | 0
0 | 0 | 0 | 0 | 0 | 0 | 0 | 0 | 0 | 0 | 0 | 0 | 0 |  | 0 | 0
0 | 0 | 0 | 0 | 0 | 0 | 0 | 0 | 0 | 0 | 0 | 0 | 0 |  | 0 | 0
0 | 0 | 0 | 0 | 0 | 0 | 0 | 0 | 0 | 0 | 0 | 0 | 0 |  | 0 | 0
0 | 0 | 0 | 0 | 0 | 0 | 0 | 0 | 0 | 0 | 0 | 0 | 0 |  | 0 | 0
0 | 0 | 0 | 0 | 0 | 0 | 0 | 0 | 0 | 0 | 0 | 0 | 0 |  | 0 | 0
0 | 0 | 0 | 0 | 0 | 0 | 0 | 0 | 0 | 0 | 0 | 0 | 0 |  | 0 | 0
0 | 0 | 0 | 0 | 0 | 0 | 0 | 0 | 0 | 0 | 0 | 0 | 0 |  | 0 | 0
0 | 0 | 0 | 0 | 0 | 0 | 0 | 0 | 0 | 0 | 0 | 0 | 0 |  | 0 | 0
0 | 0 | 0 | 0 | 0 | 0 | 0 | 0 | 0 | 0 | 0 | 0 | 0 |  | 0 | 0
0 | 0 | 0 | 0 | 0 | 0 | 0 | 0 | 0 | 0 | 0 | 0 | 0 |  | 0 | 0
0 | 0 | 0 | 0 | 0 | 0 | 0 | 0 | 0 | 0 | 0 | 0 | 0 |  | 0 | 0
0 | 0 | 0 | 0 | 0 | 0 | 0 | 0 | 0 | 0 | 0 | 0 | 0 |  | 0 | 0
0 | 0 | 0 | 0 | 0 | 0 | 0 | 0 | 0 | 0 | 0 | 0 | 0 |  | 0 | 0
0 | 0 | 0 | 0 | 0 | 0 | 0 | 0 | 0 | 0 | 0 | 0 | 0 |  | 0 | 0
0 | 0 | 0 | 0 | 0 | 0 | 0 | 0 | 0 | 0 | 0 | 0 | 0 |  | 0 | 0
0 | 0 | 0 | 0 | 0 | 0 | 0 | 0 | 0 | 0 | 0 | 0 | 0 |  | 0 | 0
0 | 0 | 0 | 0 | 0 | 0 | 0 | 0 | 0 | 0 | 0 | 0 | 0 |  | 0 | 0
0 | 0 | 0 | 0 | 0 | 0 | 0 | 0 | 0 | 0 | 0 | 0 | 0 |  | 0 | 0
0 | 0 | 0 | 0 | 0 | 0 | 0 | 0 | 0 | 0 | 0 | 0 | 0 |  | 0 | 0
0 | 0 | 0 | 0 | 0 | 0 | 0 | 0 | 0 | 0 | 0 | 0 | 0 |  | 0 | 0
0 | 0 | 0 | 0 | 0 | 0 | 0 | 0 | 0 | 0 | 0 | 0 | 0 |  | 0 | 0
0 | 0 | 0 | 0 | 0 | 0 | 0 | 0 | 0 | 0 | 0 | 0 | 0 |  | 0 | 0
0 | 0 | 0 | 0 | 0 | 0 | 0 | 0 | 0 | 0 | 0 | 0 | 0 |  | 0 | 0
0 | 0 | 0 | 0 | 0 | 0 | 0 | 0 | 0 | 0 | 0 | 0 | 0 |  | 0 | 0
0 | 0 | 0 | 0 | 0 | 0 | 0 | 0 | 0 | 0 | 0 | 0 | 0 |  | 0 | 0
0 | 0 | 0 | 0 | 0 | 0 | 0 | 0 | 0 | 0 | 0 | 0 | 0 |  | 0 | 0
0 | 0 | 0 | 0 | 0 | 0 | 0 | 0 | 0 | 0 | 0 | 0 | 0 |  | 0 | 0
0 | 0 | 0 | 0 | 0 | 0 | 0 | 0 | 0 | 0 | 0 | 0 | 0 |  | 0 | 0
0 | 0 | 0 | 0 | 0 | 0 | 0 | 0 | 0 | 0 | 0 | 0 | 0 |  | 0 | 0
0 | 0 | 0 | 0 | 0 | 0 | 0 | 0 | 0 | 0 | 0 | 0 | 0 |  | 0 | 0
0 | 0 | 0 | 0 | 0 | 0 | 0 | 0 | 0 | 0 | 0 | 0 | 0 |  | 0 | 0
0 | 0 | 0 | 0 | 0 | 0 | 0 | 0 | 0 | 0 | 0 | 0 | 0 |  | 0 | 0
0 | 0 | 0 | 0 | 0 | 0 | 0 | 0 | 0 | 0 | 0 | 0 | 0 |  | 0 | 0
0 | 0 | 0 | 0 | 0 | 0 | 0 | 0 | 0 | 0 | 0 | 0 | 0 |  | 0 | 0
0 | 0 | 0 | 0 | 0 | 0 | 0 | 0 | 0 | 0 | 0 | 0 | 0 |  | 0 | 0
0 | 0 | 0 | 0 | 0 | 0 | 0 | 0 | 0 | 0 | 0 | 0 | 0 |  | 0 | 0
0 | 0 | 0 | 0 | 0 | 0 | 0 | 0 | 0 | 0 | 0 | 0 | 0 |  | 0 | 0
0 | 0 | 0 | 0 | 0 | 0 | 0 | 0 | 0 | 0 | 0 | 0 | 0 |  | 0 | 0
0 | 0 | 0 | 0 | 0 | 0 | 0 | 0 | 0 | 0 | 0 | 0 | 0 |  | 0 | 0
0 | 0 | 0 | 0 | 0 | 0 | 0 | 0 | 0 | 0 | 0 | 0 | 0 |  | 0 | 0
0 | 0 | 0 | 0 | 0 | 0 | 0 | 0 | 0 | 0 | 0 | 0 | 0 |  | 0 | 0
0 | 0 | 0 | 0 | 0 | 0 | 0 | 0 | 0 | 0 | 0 | 0 | 0 |  | 0 | 0
0 | 0 | 0 | 0 | 0 | 0 | 0 | 0 | 0 | 0 | 0 | 0 | 0 |  | 0 | 0
0 | 0 | 0 | 0 | 0 | 0 | 0 | 0 | 0 | 0 | 0 | 0 | 0 |  | 0 | 0
0 | 0 | 0 | 0 | 0 | 0 | 0 | 0 | 0 | 0 | 0 | 0 | 0 |  | 0 | 0
0 | 0 | 0 | 0 | 0 | 0 | 0 | 0 | 0 | 0 | 0 | 0 | 0 |  | 0 | 0
0 | 0 | 0 | 0 | 0 | 0 | 0 | 0 | 0 | 0 | 0 | 0 | 0 |  | 0 | 0
0 | 0 | 0 | 0 | 0 | 0 | 0 | 0 | 0 | 0 | 0 | 0 | 0 |  | 0 | 0
0 | 0 | 0 | 0 | 0 | 0 | 0 | 0 | 0 | 0 | 0 | 0 | 0 |  | 0 | 0
0 | 0 | 0 | 0 | 0 | 0 | 0 | 0 | 0 | 0 | 0 | 0 | 0 |  | 0 | 0
0 | 0 | 0 | 0 | 0 | 0 | 0 | 0 | 0 | 0 | 0 | 0 | 0 |  | 0 | 0
0 | 0 | 0 | 0 | 0 | 0 | 0 | 0 | 0 | 0 | 0 | 0 | 0 |  | 0 | 0
0 | 0 | 0 | 0 | 0 | 0 | 0 | 0 | 0 | 0 | 0 | 0 | 0 |  | 0 | 0
0 | 0 | 0 | 0 | 0 | 0 | 0 | 0 | 0 | 0 | 0 | 0 | 0 |  | 0 | 0
0 | 0 | 0 | 0 | 0 | 0 | 0 | 0 | 0 | 0 | 0 | 0 | 0 |  | 0 | 0
0 | 0 | 0 | 0 | 0 | 0 | 0 | 0 | 0 | 0 | 0 | 0 | 0 |  | 0 | 0
0 | 0 | 0 | 0 | 0 | 0 | 0 | 0 | 0 | 0 | 0 | 0 | 0 |  | 0 | 0
0 | 0 | 0 | 0 | 0 | 0 | 0 | 0 | 0 | 0 | 0 | 0 | 0 |  | 0 | 0
0 | 0 | 0 | 0 | 0 | 0 | 0 | 0 | 0 | 0 | 0 | 0 | 0 |  | 0 | 0
0 | 0 | 0 | 0 | 0 | 0 | 0 | 0 | 0 | 0 | 0 | 0 | 0 |  | 0 | 0
0 | 0 | 0 | 0 | 0 | 0 | 0 | 0 | 0 | 0 | 0 | 0 | 0 |  | 0 | 0
0 | 0 | 0 | 0 | 0 | 0 | 0 | 0 | 0 | 0 | 0 | 0 | 0 |  | 0 | 0
0 | 0 | 0 | 0 | 0 | 0 | 0 | 0 | 0 | 0 | 0 | 0 | 0 |  | 0 | 0
0 | 0 | 0 | 0 | 0 | 0 | 0 | 0 | 0 | 0 | 0 | 0 | 0 |  | 0 | 0
0 | 0 | 0 | 0 | 0 | 0 | 0 | 0 | 0 | 0 | 0 | 0 | 0 |  | 0 | 0
0 | 0 | 0 | 0 | 0 | 0 | 0 | 0 | 0 | 0 | 0 | 0 | 0 |  | 0 | 0
0 | 0 | 0 | 0 | 0 | 0 | 0 | 0 | 0 | 0 | 0 | 0 | 0 |  | 0 | 0
0 | 0 | 0 | 0 | 0 | 0 | 0 | 0 | 0 | 0 | 0 | 0 | 0 |  | 0 | 0
0 | 0 | 0 | 0 | 0 | 0 | 0 | 0 | 0 | 0 | 0 | 0 | 0 |  | 0 | 0
0 | 0 | 0 | 0 | 0 | 0 | 0 | 0 | 0 | 0 | 0 | 0 | 0 |  | 0 | 0
0 | 0 | 0 | 0 | 0 | 0 | 0 | 0 | 0 | 0 | 0 | 0 | 0 |  | 0 | 0
0 | 0 | 0 | 0 | 0 | 0 | 0 | 0 | 0 | 0 | 0 | 0 | 0 |  | 0 | 0
0 | 0 | 0 | 0 | 0 | 0 | 0 | 0 | 0 | 0 | 0 | 0 | 0 |  | 0 | 0
0 | 0 | 0 | 0 | 0 | 0 | 0 | 0 | 0 | 0 | 0 | 0 | 0 |  | 0 | 0
0 | 0 | 0 | 0 | 0 | 0 | 0 | 0 | 0 | 0 | 0 | 0 | 0 |  | 0 | 0
0 | 0 | 0 | 0 | 0 | 0 | 0 | 0 | 0 | 0 | 0 | 0 | 0 |  | 0 | 0
0 | 0 | 0 | 0 | 0 | 0 | 0 | 0 | 0 | 0 | 0 | 0 | 0 |  | 0 | 0
0 | 0 | 0 | 0 | 0 | 0 | 0 | 0 | 0 | 0 | 0 | 0 | 0 |  | 0 | 0
0 | 0 | 0 | 0 | 0 | 0 | 0 | 0 | 0 | 0 | 0 | 0 | 0 |  | 0 | 0
0 | 0 | 0 | 0 | 0 | 0 | 0 | 0 | 0 | 0 | 0 | 0 | 0 |  | 0 | 0
0 | 0 | 0 | 0 | 0 | 0 | 0 | 0 | 0 | 0 | 0 | 0 | 0 |  | 0 | 0
0 | 0 | 0 | 0 | 0 | 0 | 0 | 0 | 0 | 0 | 0 | 0 | 0 |  | 0 | 0
0 | 0 | 0 | 0 | 0 | 0 | 0 | 0 | 0 | 0 | 0 | 0 | 0 |  | 0 | 0
0 | 0 | 0 | 0 | 0 | 0 | 0 | 0 | 0 | 0 | 0 | 0 | 0 |  | 0 | 0
0 | 0 | 0 | 0 | 0 | 0 | 0 | 0 | 0 | 0 | 0 | 0 | 0 |  | 0 | 0
0 | 0 | 0 | 0 | 0 | 0 | 0 | 0 | 0 | 0 | 0 | 0 | 0 |  | 0 | 0
0 | 0 | 0 | 0 | 0 | 0 | 0 | 0 | 0 | 0 | 0 | 0 | 0 |  | 0 | 0
0 | 0 | 0 | 0 | 0 | 0 | 0 | 0 | 0 | 0 | 0 | 0 | 0 |  | 0 | 0
0 | 0 | 0 | 0 | 0 | 0 | 0 | 0 | 0 | 0 | 0 | 0 | 0 |  | 0 | 0
0 | 0 | 0 | 0 | 0 | 0 | 0 | 0 | 0 | 0 | 0 | 0 | 0 |  | 0 | 0
0 | 0 | 0 | 0 | 0 | 0 | 0 | 0 | 0 | 0 | 0 | 0 | 0 |  | 0 | 0
0 | 0 | 0 | 0 | 0 | 0 | 0 | 0 | 0 | 0 | 0 | 0 | 0 |  | 0 | 0
0 | 0 | 0 | 0 | 0 | 0 | 0 | 0 | 0 | 0 | 0 | 0 | 0 |  | 0 | 0
0 | 0 | 0 | 0 | 0 | 0 | 0 | 0 | 0 | 0 | 0 | 0 | 0 |  | 0 | 0
0 | 0 | 0 | 0 | 0 | 0 | 0 | 0 | 0 | 0 | 0 | 0 | 0 |  | 0 | 0
0 | 0 | 0 | 0 | 0 | 0 | 0 | 0 | 0 | 0 | 0 | 0 | 0 |  | 0 | 0
0 | 0 | 0 | 0 | 0 | 0 | 0 | 0 | 0 | 0 | 0 | 0 | 0 |  | 0 | 0
0 | 0 | 0 | 0 | 0 | 0 | 0 | 0 | 0 | 0 | 0 | 0 | 0 |  | 0 | 0
0 | 0 | 0 | 0 | 0 | 0 | 0 | 0 | 0 | 0 | 0 | 0 | 0 |  | 0 | 0
0 | 0 | 0 | 0 | 0 | 0 | 0 | 0 | 0 | 0 | 0 | 0 | 0 |  | 0 | 0
0 | 0 | 0 | 0 | 0 | 0 | 0 | 0 | 0 | 0 | 0 | 0 | 0 |  | 0 | 0
0 | 0 | 0 | 0 | 0 | 0 | 0 | 0 | 0 | 0 | 0 | 0 | 0 |  | 0 | 0
0 | 0 | 0 | 0 | 0 | 0 | 0 | 0 | 0 | 0 | 0 | 0 | 0 |  | 0 | 0
0 | 0 | 0 | 0 | 0 | 0 | 0 | 0 | 0 | 0 | 0 | 0 | 0 |  | 0 | 0
0 | 0 | 0 | 0 | 0 | 0 | 0 | 0 | 0 | 0 | 0 | 0 | 0 |  | 0 | 0
0 | 0 | 0 | 0 | 0 | 0 | 0 | 0 | 0 | 0 | 0 | 0 | 0 |  | 0 | 0
0 | 0 | 0 | 0 | 0 | 0 | 0 | 0 | 0 | 0 | 0 | 0 | 0 |  | 0 | 0
0 | 0 | 0 | 0 | 0 | 0 | 0 | 0 | 0 | 0 | 0 | 0 | 0 |  | 0 | 0
0 | 0 | 0 | 0 | 0 | 0 | 0 | 0 | 0 | 0 | 0 | 0 | 0 |  | 0 | 0
0 | 0 | 0 | 0 | 0 | 0 | 0 | 0 | 0 | 0 | 0 | 0 | 0 |  | 0 | 0
0 | 0 | 0 | 0 | 0 | 0 | 0 | 0 | 0 | 0 | 0 | 0 | 0 |  | 0 | 0
0 | 0 | 0 | 0 | 0 | 0 | 0 | 0 | 0 | 0 | 0 | 0 | 0 |  | 0 | 0
0 | 0 | 0 | 0 | 0 | 0 | 0 | 0 | 0 | 0 | 0 | 0 | 0 |  | 0 | 0
0 | 0 | 0 | 0 | 0 | 0 | 0 | 0 | 0 | 0 | 0 | 0 | 0 |  | 0 | 0
0 | 0 | 0 | 0 | 0 | 0 | 0 | 0 | 0 | 0 | 0 | 0 | 0 |  | 0 | 0
0 | 0 | 0 | 0 | 0 | 0 | 0 | 0 | 0 | 0 | 0 | 0 | 0 |  | 0 | 0
0 | 0 | 0 | 0 | 0 | 0 | 0 | 0 | 0 | 0 | 0 | 0 | 0 |  | 0 | 0
0 | 0 | 0 | 0 | 0 | 0 | 0 | 0 | 0 | 0 | 0 | 0 | 0 |  | 0 | 0
0 | 0 | 0 | 0 | 0 | 0 | 0 | 0 | 0 | 0 | 0 | 0 | 0 |  | 0 | 0
0 | 0 | 0 | 0 | 0 | 0 | 0 | 0 | 0 | 0 | 0 | 0 | 0 |  | 0 | 0
0 | 0 | 0 | 0 | 0 | 0 | 0 | 0 | 0 | 0 | 0 | 0 | 0 |  | 0 | 0
0 | 0 | 0 | 0 | 0 | 0 | 0 | 0 | 0 | 0 | 0 | 0 | 0 |  | 0 | 0
0 | 0 | 0 | 0 | 0 | 0 | 0 | 0 | 0 | 0 | 0 | 0 | 0 |  | 0 | 0
0 | 0 | 0 | 0 | 0 | 0 | 0 | 0 | 0 | 0 | 0 | 0 | 0 |  | 0 | 0
0 | 0 | 0 | 0 | 0 | 0 | 0 | 0 | 0 | 0 | 0 | 0 | 0 |  | 0 | 0
0 | 0 | 0 | 0 | 0 | 0 | 0 | 0 | 0 | 0 | 0 | 0 | 0 |  | 0 | 0
0 | 0 | 0 | 0 | 0 | 0 | 0 | 0 | 0 | 0 | 0 | 0 | 0 |  | 0 | 0
0 | 0 | 0 | 0 | 0 | 0 | 0 | 0 | 0 | 0 | 0 | 0 | 0 |  | 0 | 0
0 | 0 | 0 | 0 | 0 | 0 | 0 | 0 | 0 | 0 | 0 | 0 | 0 |  | 0 | 0
0 | 0 | 0 | 0 | 0 | 0 | 0 | 0 | 0 | 0 | 0 | 0 | 0 |  | 0 | 0
0 | 0 | 0 | 0 | 0 | 0 | 0 | 0 | 0 | 0 | 0 | 0 | 0 |  | 0 | 0
0 | 0 | 0 | 0 | 0 | 0 | 0 | 0 | 0 | 0 | 0 | 0 | 0 |  | 0 | 0
0 | 0 | 0 | 0 | 0 | 0 | 0 | 0 | 0 | 0 | 0 | 0 | 0 |  | 0 | 0
0 | 0 | 0 | 0 | 0 | 0 | 0 | 0 | 0 | 0 | 0 | 0 | 0 | 0 | 0 | 0
0 | 0 | 0 | 0 | 0 | 0 | 0 | 0 | 0 | 0 | 0 | 0 | 0 | 0 | 0 | 0
0 | 0 | 0 | 0 | 0 | 0 | 0 | 0 | 0 | 0 | 0 | 0 | 0 | 0 | 0 | 0
0 | 0 | 0 | 0 | 0 | 0 | 0 | 0 | 0 | 0 | 0 | 0 | 0 | 0 | 0 | 0
0 | 0 | 0 | 0 | 0 | 0 | 0 | 0 | 0 | 0 | 0 | 0 | 0 | 0 | 0 | 0
0 | 0 | 0 | 0 | 0 | 0 | 0 | 0 | 0 | 0 | 0 | 0 | 0 | 0 | 0 | 0
0 | 0 | 0 | 0 | 0 | 0 | 0 | 0 | 0 | 0 | 0 | 0 | 0 | 0 | 0 | 0
0 | 0 | 0 | 0 | 0 | 0 | 0 | 0 | 0 | 0 | 0 | 0 | 0 | 0 | 0 | 0
0 | 0 | 0 | 0 | 0 | 0 | 0 | 0 | 0 | 0 | 0 | 0 | 0 | 0 | 0 | 0
0 | 0 | 0 | 0 | 0 | 0 | 0 | 0 | 0 | 0 | 0 | 0 | 0 | 0 | 0 | 0
0 | 0 | 0 | 0 | 0 | 0 | 0 | 0 | 0 | 0 | 0 | 0 | 0 | 0 | 0 | 0
0 | 0 | 0 | 0 | 0 | 0 | 0 | 0 | 0 | 0 | 0 | 0 | 0 | 0 | 0 | 0
0 | 0 | 0 | 0 | 0 | 0 | 0 | 0 | 0 | 0 | 0 | 0 | 0 | 0 | 0 | 0
0 | 0 | 0 | 0 | 0 | 0 | 0 | 0 | 0 | 0 | 0 | 0 | 0 | 0 | 0 | 0
0 | 0 | 0 | 0 | 0 | 0 | 0 | 0 | 0 | 0 | 0 | 0 | 0 | 0 | 0 | 0
0 | 0 | 0 | 0 | 0 | 0 | 0 | 0 | 0 | 0 | 0 | 0 | 0 | 0 | 0 | 0
0 | 0 | 0 | 0 | 0 | 0 | 0 | 0 | 0 | 0 | 0 | 0 | 0 | 0 | 0 | 0
0 | 0 | 0 | 0 | 0 | 0 | 0 | 0 | 0 | 0 | 0 | 0 | 0 | 0 | 0 | 0
0 | 0 | 0 | 0 | 0 | 0 | 0 | 0 | 0 | 0 | 0 | 0 | 0 | 0 | 0 | 0
0 | 0 | 0 | 0 | 0 | 0 | 0 | 0 | 0 | 0 | 0 | 0 | 0 | 0 | 0 | 0
0 | 0 | 0 | 0 | 0 | 0 | 0 | 0 | 0 | 0 | 0 | 0 | 0 | 0 | 0 | 0
0 | 0 | 0 | 0 | 0 | 0 | 0 | 0 | 0 | 0 | 0 | 0 | 0 | 0 | 0 | 0
0 | 0 | 0 | 0 | 0 | 0 | 0 | 0 | 0 | 0 | 0 | 0 | 0 | 0 | 0 | 0
0 | 0 | 0 | 0 | 0 | 0 | 0 | 0 | 0 | 0 | 0 | 0 | 0 | 0 | 0 | 0
0 | 0 | 0 | 0 | 0 | 0 | 0 | 0 | 0 | 0 | 0 | 0 | 0 | 0 | 0 | 0
0 | 0 | 0 | 0 | 0 | 0 | 0 | 0 | 0 | 0 | 0 | 0 | 0 | 0 | 0 | 0
0 | 0 | 0 | 0 | 0 | 0 | 0 | 0 | 0 | 0 | 0 | 0 | 0 | 0 | 0 | 0
0 | 0 | 0 | 0 | 0 | 0 | 0 | 0 | 0 | 0 | 0 | 0 | 0 | 0 | 0 | 0
0 | 0 | 0 | 0 | 0 | 0 | 0 | 0 | 0 | 0 | 0 | 0 | 0 | 0 | 0 | 0
0 | 0 | 0 | 0 | 0 | 0 | 0 | 0 | 0 | 0 | 0 | 0 | 0 | 0 | 0 | 0
0 | 0 | 0 | 0 | 0 | 0 | 0 | 0 | 0 | 0 | 0 | 0 | 0 | 0 | 0 | 0
0 | 0 | 0 | 0 | 0 | 0 | 0 | 0 | 0 | 0 | 0 | 0 | 0 | 0 | 0 | 0
0 | 0 | 0 | 0 | 0 | 0 | 0 | 0 | 0 | 0 | 0 | 0 | 0 | 0 | 0 | 0
0 | 0 | 0 | 0 | 0 | 0 | 0 | 0 | 0 | 0 | 0 | 0 | 0 | 0 | 0 | 0
0 | 0 | 0 | 0 | 0 | 0 | 0 | 0 | 0 | 0 | 0 | 0 | 0 | 0 | 0 | 0
0 | 0 | 0 | 0 | 0 | 0 | 0 | 0 | 0 | 0 | 0 | 0 | 0 | 0 | 0 | 0
0 | 0 | 0 | 0 | 0 | 0 | 0 | 0 | 0 | 0 | 0 | 0 | 0 | 0 | 0 | 0
0 | 0 | 0 | 0 | 0 | 0 | 0 | 0 | 0 | 0 | 0 | 0 | 0 | 0 | 0 | 0
0 | 0 | 0 | 0 | 0 | 0 | 0 | 0 | 0 | 0 | 0 | 0 | 0 | 0 | 0 | 0
0 | 0 | 0 | 0 | 0 | 0 | 0 | 0 | 0 | 0 | 0 | 0 | 0 | 0 | 0 | 0
0 | 0 | 0 | 0 | 0 | 0 | 0 | 0 | 0 | 0 | 0 | 0 | 0 | 0 | 0 | 0
0 | 0 | 0 | 0 | 0 | 0 | 0 | 0 | 0 | 0 | 0 | 0 | 0 | 0 | 0 | 0
0 | 0 | 0 | 0 | 0 | 0 | 0 | 0 | 0 | 0 | 0 | 0 | 0 | 0 | 0 | 0
0 | 0 | 0 | 0 | 0 | 0 | 0 | 0 | 0 | 0 | 0 | 0 | 0 | 0 | 0 | 0
0 | 0 | 0 | 0 | 0 | 0 | 0 | 0 | 0 | 0 | 0 | 0 | 0 | 0 | 0 | 0
0 | 0 | 0 | 0 | 0 | 0 | 0 | 0 | 0 | 0 | 0 | 0 | 0 | 0 | 0 | 0
0 | 0 | 0 | 0 | 0 | 0 | 0 | 0 | 0 | 0 | 0 | 0 | 0 | 0 | 0 | 0
0 | 0 | 0 | 0 | 0 | 0 | 0 | 0 | 0 | 0 | 0 | 0 | 0 | 0 | 0 | 0
0 | 0 | 0 | 0 | 0 | 0 | 0 | 0 | 0 | 0 | 0 | 0 | 0 | 0 | 0 | 0
0 | 0 | 0 | 0 | 0 | 0 | 0 | 0 | 0 | 0 | 0 | 0 | 0 | 0 | 0 | 0
0 | 0 | 0 | 0 | 0 | 0 | 0 | 0 | 0 | 0 | 0 | 0 | 0 | 0 | 0 | 0
0 | 0 | 0 | 0 | 0 | 0 | 0 | 0 | 0 | 0 | 0 | 0 | 0 | 0 | 0 | 0
0 | 0 | 0 | 0 | 0 | 0 | 0 | 0 | 0 | 0 | 0 | 0 | 0 | 0 | 0 | 0
0 | 0 | 0 | 0 | 0 | 0 | 0 | 0 | 0 | 0 | 0 | 0 | 0 | 0 | 0 | 0
0 | 0 | 0 | 0 | 0 | 0 | 0 | 0 | 0 | 0 | 0 | 0 | 0 | 0 | 0 | 0
0 | 0 | 0 | 0 | 0 | 0 | 0 | 0 | 0 | 0 | 0 | 0 | 0 | 0 | 0 | 0
0 | 0 | 0 | 0 | 0 | 0 | 0 | 0 | 0 | 0 | 0 | 0 | 0 | 0 | 0 | 0
0 | 0 | 0 | 0 | 0 | 0 | 0 | 0 | 0 | 0 | 0 | 0 | 0 | 0 | 0 | 0
0 | 0 | 0 | 0 | 0 | 0 | 0 | 0 | 0 | 0 | 0 | 0 | 0 | 0 | 0 | 0
0 | 0 | 0 | 0 | 0 | 0 | 0 | 0 | 0 | 0 | 0 | 0 | 0 | 0 | 0 | 0
0 | 0 | 0 | 0 | 0 | 0 | 0 | 0 | 0 | 0 | 0 | 0 | 0 | 0 | 0 | 0
0 | 0 | 0 | 0 | 0 | 0 | 0 | 0 | 0 | 0 | 0 | 0 | 0 | 0 | 0 | 0
0 | 0 | 0 | 0 | 0 | 0 | 0 | 0 | 0 | 0 | 0 | 0 | 0 | 0 | 0 | 0
0 | 0 | 0 | 0 | 0 | 0 | 0 | 0 | 0 | 0 | 0 | 0 | 0 | 0 | 0 | 0
0 | 0 | 0 | 0 | 0 | 0 | 0 | 0 | 0 | 0 | 0 | 0 | 0 | 0 | 0 | 0
0 | 0 | 0 | 0 | 0 | 0 | 0 | 0 | 0 | 0 | 0 | 0 | 0 | 0 | 0 | 0
0 | 0 | 0 | 0 | 0 | 0 | 0 | 0 | 0 | 0 | 0 | 0 | 0 | 0 | 0 | 0
0 | 0 | 0 | 0 | 0 | 0 | 0 | 0 | 0 | 0 | 0 | 0 | 0 | 0 | 0 | 0
0 | 0 | 0 | 0 | 0 | 0 | 0 | 0 | 0 | 0 | 0 | 0 | 0 | 0 | 0 | 0
0 | 0 | 0 | 0 | 0 | 0 | 0 | 0 | 0 | 0 | 0 | 0 | 0 | 0 | 0 | 0
0 | 0 | 0 | 0 | 0 | 0 | 0 | 0 | 0 | 0 | 0 | 0 | 0 | 0 | 0 | 0
0 | 0 | 0 | 0 | 0 | 0 | 0 | 0 | 0 | 0 | 0 | 0 | 0 | 0 | 0 | 0
0 | 0 | 0 | 0 | 0 | 0 | 0 | 0 | 0 | 0 | 0 | 0 | 0 | 0 | 0 | 0
0 | 0 | 0 | 0 | 0 | 0 | 0 | 0 | 0 | 0 | 0 | 0 | 0 | 0 | 0 | 0
0 | 0 | 0 | 0 | 0 | 0 | 0 | 0 | 0 | 0 | 0 | 0 | 0 | 0 | 0 | 0
0 | 0 | 0 | 0 | 0 | 0 | 0 | 0 | 0 | 0 | 0 | 0 | 0 | 0 | 0 | 0
0 | 0 | 0 | 0 | 0 | 0 | 0 | 0 | 0 | 0 | 0 | 0 | 0 | 0 | 0 | 0
0 | 0 | 0 | 0 | 0 | 0 | 0 | 0 | 0 | 0 | 0 | 0 | 0 | 0 | 0 | 0
0 | 0 | 0 | 0 | 0 | 0 | 0 | 0 | 0 | 0 | 0 | 0 | 0 | 0 | 0 | 0
0 | 0 | 0 | 0 | 0 | 0 | 0 | 0 | 0 | 0 | 0 | 0 | 0 | 0 | 0 | 0
0 | 0 | 0 | 0 | 0 | 0 | 0 | 0 | 0 | 0 | 0 | 0 | 0 | 0 | 0 | 0
0 | 0 | 0 | 0 | 0 | 0 | 0 | 0 | 0 | 0 | 0 | 0 | 0 | 0 | 0 | 0
0 | 0 | 0 | 0 | 0 | 0 | 0 | 0 | 0 | 0 | 0 | 0 | 0 | 0 | 0 | 0
0 | 0 | 0 | 0 | 0 | 0 | 0 | 0 | 0 | 0 | 0 | 0 | 0 | 0 | 0 | 0
0 | 0 | 0 | 0 | 0 | 0 | 0 | 0 | 0 | 0 | 0 | 0 | 0 | 0 | 0 | 0
0 | 0 | 0 | 0 | 0 | 0 | 0 | 0 | 0 | 0 | 0 | 0 | 0 | 0 | 0 | 0
0 | 0 | 0 | 0 | 0 | 0 | 0 | 0 | 0 | 0 | 0 | 0 | 0 | 0 | 0 | 0
0 | 0 | 0 | 0 | 0 | 0 | 0 | 0 | 0 | 0 | 0 | 0 | 0 | 0 | 0 | 0
0 | 0 | 0 | 0 | 0 | 0 | 0 | 0 | 0 | 0 | 0 | 0 | 0 | 0 | 0 | 0
0 | 0 | 0 | 0 | 0 | 0 | 0 | 0 | 0 | 0 | 0 | 0 | 0 | 0 | 0 | 0
0 | 0 | 0 | 0 | 0 | 0 | 0 | 0 | 0 | 0 | 0 | 0 | 0 | 0 | 0 | 0
0 | 0 | 0 | 0 | 0 | 0 | 0 | 0 | 0 | 0 | 0 | 0 | 0 | 0 | 0 | 0
0 | 0 | 0 | 0 | 0 | 0 | 0 | 0 | 0 | 0 | 0 | 0 | 0 | 0 | 0 | 0
0 | 0 | 0 | 0 | 0 | 0 | 0 | 0 | 0 | 0 | 0 | 0 | 0 | 0 | 0 | 0
0 | 0 | 0 | 0 | 0 | 0 | 0 | 0 | 0 | 0 | 0 | 0 | 0 | 0 | 0 | 0
0 | 0 | 0 | 0 | 0 | 0 | 0 | 0 | 0 | 0 | 0 | 0 | 0 | 0 | 0 | 0
0 | 0 | 0 | 0 | 0 | 0 | 0 | 0 | 0 | 0 | 0 | 0 | 0 | 0 | 0 | 0
0 | 0 | 0 | 0 | 0 | 0 | 0 | 0 | 0 | 0 | 0 | 0 | 0 | 0 | 0 | 0
0 | 0 | 0 | 0 | 0 | 0 | 0 | 0 | 0 | 0 | 0 | 0 | 0 | 0 | 0 | 0
0 | 0 | 0 | 0 | 0 | 0 | 0 | 0 | 0 | 0 | 0 | 0 | 0 | 0 | 0 | 0
0 | 0 | 0 | 0 | 0 | 0 | 0 | 0 | 0 | 0 | 0 | 0 | 0 | 0 | 0 | 0
0 | 0 | 0 | 0 | 0 | 0 | 0 | 0 | 0 | 0 | 0 | 0 | 0 | 0 | 0 | 0
0 | 0 | 0 | 0 | 0 | 0 | 0 | 0 | 0 | 0 | 0 | 0 | 0 | 0 | 0 | 0
0 | 0 | 0 | 0 | 0 | 0 | 0 | 0 | 0 | 0 | 0 | 0 | 0 | 0 | 0 | 0
0 | 0 | 0 | 0 | 0 | 0 | 0 | 0 | 0 | 0 | 0 | 0 | 0 | 0 | 0 | 0
0 | 0 | 0 | 0 | 0 | 0 | 0 | 0 | 0 | 0 | 0 | 0 | 0 | 0 | 0 | 0
0 | 0 | 0 | 0 | 0 | 0 | 0 | 0 | 0 | 0 | 0 | 0 | 0 | 0 | 0 | 0
0 | 0 | 0 | 0 | 0 | 0 | 0 | 0 | 0 | 0 | 0 | 0 | 0 | 0 | 0 | 0
0 | 0 | 0 | 0 | 0 | 0 | 0 | 0 | 0 | 0 | 0 | 0 | 0 | 0 | 0 | 0
0 | 0 | 0 | 0 | 0 | 0 | 0 | 0 | 0 | 0 | 0 | 0 | 0 | 0 | 0 | 0
0 | 0 | 0 | 0 | 0 | 0 | 0 | 0 | 0 | 0 | 0 | 0 | 0 | 0 | 0 | 0
0 | 0 | 0 | 0 | 0 | 0 | 0 | 0 | 0 | 0 | 0 | 0 | 0 | 0 | 0 | 0
0 | 0 | 0 | 0 | 0 | 0 | 0 | 0 | 0 | 0 | 0 | 0 | 0 | 0 | 0 | 0
0 | 0 | 0 | 0 | 0 | 0 | 0 | 0 | 0 | 0 | 0 | 0 | 0 | 0 | 0 | 0
0 | 0 | 0 | 0 | 0 | 0 | 0 | 0 | 0 | 0 | 0 | 0 | 0 | 0 | 0 | 0
0 | 0 | 0 | 0 | 0 | 0 | 0 | 0 | 0 | 0 | 0 | 0 | 0 | 0 | 0 | 0
0 | 0 | 0 | 0 | 0 | 0 | 0 | 0 | 0 | 0 | 0 | 0 | 0 | 0 | 0 | 0
0 | 0 | 0 | 0 | 0 | 0 | 0 | 0 | 0 | 0 | 0 | 0 | 0 | 0 | 0 | 0
0 | 0 | 0 | 0 | 0 | 0 | 0 | 0 | 0 | 0 | 0 | 0 | 0 | 0 | 0 | 0
0 | 0 | 0 | 0 | 0 | 0 | 0 | 0 | 0 | 0 | 0 | 0 | 0 | 0 | 0 | 0
0 | 0 | 0 | 0 | 0 | 0 | 0 | 0 | 0 | 0 | 0 | 0 | 0 | 0 | 0 | 0
0 | 0 | 0 | 0 | 0 | 0 | 0 | 0 | 0 | 0 | 0 | 0 | 0 | 0 | 0 | 0
0 | 0 | 0 | 0 | 0 | 0 | 0 | 0 | 0 | 0 | 0 | 0 | 0 | 0 | 0 | 0
0 | 0 | 0 | 0 | 0 | 0 | 0 | 0 | 0 | 0 | 0 | 0 | 0 | 0 | 0 | 0
0 | 0 | 0 | 0 | 0 | 0 | 0 | 0 | 0 | 0 | 0 | 0 | 0 | 0 | 0 | 0
0 | 0 | 0 | 0 | 0 | 0 | 0 | 0 | 0 | 0 | 0 | 0 | 0 | 0 | 0 | 0
0 | 0 | 0 | 0 | 0 | 0 | 0 | 0 | 0 | 0 | 0 | 0 | 0 | 0 | 0 | 0
0 | 0 | 0 | 0 | 0 | 0 | 0 | 0 | 0 | 0 | 0 | 0 | 0 | 0 | 0 | 0
0 | 0 | 0 | 0 | 0 | 0 | 0 | 0 | 0 | 0 | 0 | 0 | 0 | 0 | 0 | 0
0 | 0 | 0 | 0 | 0 | 0 | 0 | 0 | 0 | 0 | 0 | 0 | 0 | 0 | 0 | 0
0 | 0 | 0 | 0 | 0 | 0 | 0 | 0 | 0 | 0 | 0 | 0 | 0 | 0 | 0 | 0
0 | 0 | 0 | 0 | 0 | 0 | 0 | 0 | 0 | 0 | 0 | 0 | 0 | 0 | 0 | 0
0 | 0 | 0 | 0 | 0 | 0 | 0 | 0 | 0 | 0 | 0 | 0 | 0 | 0 | 0 | 0
0 | 0 | 0 | 0 | 0 | 0 | 0 | 0 | 0 | 0 | 0 | 0 | 0 | 0 | 0 | 0
0 | 0 | 0 | 0 | 0 | 0 | 0 | 0 | 0 | 0 | 0 | 0 | 0 | 0 | 0 | 0
0 | 0 | 0 | 0 | 0 | 0 | 0 | 0 | 0 | 0 | 0 | 0 | 0 | 0 | 0 | 0
0 | 0 | 0 | 0 | 0 | 0 | 0 | 0 | 0 | 0 | 0 | 0 | 0 | 0 | 0 | 0
0 | 0 | 0 | 0 | 0 | 0 | 0 | 0 | 0 | 0 | 0 | 0 | 0 | 0 | 0 | 0
0 | 0 | 0 | 0 | 0 | 0 | 0 | 0 | 0 | 0 | 0 | 0 | 0 | 0 | 0 | 0
0 | 0 | 0 | 0 | 0 | 0 | 0 | 0 | 0 | 0 | 0 | 0 | 0 | 0 | 0 | 0
0 | 0 | 0 | 0 | 0 | 0 | 0 | 0 | 0 | 0 | 0 | 0 | 0 | 0 | 0 | 0
0 | 0 | 0 | 0 | 0 | 0 | 0 | 0 | 0 | 0 | 0 | 0 | 0 | 0 | 0 | 0
0 | 0 | 0 | 0 | 0 | 0 | 0 | 0 | 0 | 0 | 0 | 0 | 0 | 0 | 0 | 0
0 | 0 | 0 | 0 | 0 | 0 | 0 | 0 | 0 | 0 | 0 | 0 | 0 | 0 | 0 | 0
0 | 0 | 0 | 0 | 0 | 0 | 0 | 0 | 0 | 0 | 0 | 0 | 0 | 0 | 0 | 0
0 | 0 | 0 | 0 | 0 | 0 | 0 | 0 | 0 | 0 | 0 | 0 | 0 | 0 | 0 | 0
0 | 0 | 0 | 0 | 0 | 0 | 0 | 0 | 0 | 0 | 0 | 0 | 0 | 0 | 0 | 0
0 | 0 | 0 | 0 | 0 | 0 | 0 | 0 | 0 | 0 | 0 | 0 | 0 | 0 | 0 | 0
0 | 0 | 0 | 0 | 0 | 0 | 0 | 0 | 0 | 0 | 0 | 0 | 0 | 0 | 0 | 0
0 | 0 | 0 | 0 | 0 | 0 | 0 | 0 | 0 | 0 | 0 | 0 | 0 | 0 | 0 | 0
0 | 0 | 0 | 0 | 0 | 0 | 0 | 0 | 0 | 0 | 0 | 0 | 0 | 0 | 0 | 0
0 | 0 | 0 | 0 | 0 | 0 | 0 | 0 | 0 | 0 | 0 | 0 | 0 | 0 | 0 | 0
0 | 0 | 0 | 0 | 0 | 0 | 0 | 0 | 0 | 0 | 0 | 0 | 0 | 0 | 0 | 0
0 | 0 | 0 | 0 | 0 | 0 | 0 | 0 | 0 | 0 | 0 | 0 | 0 | 0 | 0 | 0
0 | 0 | 0 | 0 | 0 | 0 | 0 | 0 | 0 | 0 | 0 | 0 | 0 | 0 | 0 | 0
0 | 0 | 0 | 0 | 0 | 0 | 0 | 0 | 0 | 0 | 0 | 0 | 0 | 0 | 0 | 0
0 | 0 | 0 | 0 | 0 | 0 | 0 | 0 | 0 | 0 | 0 | 0 | 0 | 0 | 0 | 0
0 | 0 | 0 | 0 | 0 | 0 | 0 | 0 | 0 | 0 | 0 | 0 | 0 | 0 | 0 | 0
0 | 0 | 0 | 0 | 0 | 0 | 0 | 0 | 0 | 0 | 0 | 0 | 0 | 0 | 0 | 0
0 | 0 | 0 | 0 | 0 | 0 | 0 | 0 | 0 | 0 | 0 | 0 | 0 | 0 | 0 | 0
0 | 0 | 0 | 0 | 0 | 0 | 0 | 0 | 0 | 0 | 0 | 0 | 0 | 0 | 0 | 0
0 | 0 | 0 | 0 | 0 | 0 | 0 | 0 | 0 | 0 | 0 | 0 | 0 | 0 | 0 | 0
0 | 0 | 0 | 0 | 0 | 0 | 0 | 0 | 0 | 0 | 0 | 0 | 0 | 0 | 0 | 0
0 | 0 | 0 | 0 | 0 | 0 | 0 | 0 | 0 | 0 | 0 | 0 | 0 | 0 | 0 | 0
0 | 0 | 0 | 0 | 0 | 0 | 0 | 0 | 0 | 0 | 0 | 0 | 0 | 0 | 0 | 0
0 | 0 | 0 | 0 | 0 | 0 | 0 | 0 | 0 | 0 | 0 | 0 | 0 | 0 | 0 | 0
0 | 0 | 0 | 0 | 0 | 0 | 0 | 0 | 0 | 0 | 0 | 0 | 0 | 0 | 0 | 0
0 | 0 | 0 | 0 | 0 | 0 | 0 | 0 | 0 | 0 | 0 | 0 | 0 | 0 | 0 | 0
0 | 0 | 0 | 0 | 0 | 0 | 0 | 0 | 0 | 0 | 0 | 0 | 0 | 0 | 0 | 0
0 | 0 | 0 | 0 | 0 | 0 | 0 | 0 | 0 | 0 | 0 | 0 | 0 | 0 | 0 | 0
0 | 0 | 0 | 0 | 0 | 0 | 0 | 0 | 0 | 0 | 0 | 0 | 0 | 0 | 0 | 0
0 | 0 | 0 | 0 | 0 | 0 | 0 | 0 | 0 | 0 | 0 | 0 | 0 | 0 | 0 | 0
0 | 0 | 0 | 0 | 0 | 0 | 0 | 0 | 0 | 0 | 0 | 0 | 0 | 0 | 0 | 0
0 | 0 | 0 | 0 | 0 | 0 | 0 | 0 | 0 | 0 | 0 | 0 | 0 | 0 | 0 | 0
0 | 0 | 0 | 0 | 0 | 0 | 0 | 0 | 0 | 0 | 0 | 0 | 0 | 0 | 0 | 0
0 | 0 | 0 | 0 | 0 | 0 | 0 | 0 | 0 | 0 | 0 | 0 | 0 | 0 | 0 | 0
0 | 0 | 0 | 0 | 0 | 0 | 0 | 0 | 0 | 0 | 0 | 0 | 0 | 0 | 0 | 0
0 | 0 | 0 | 0 | 0 | 0 | 0 | 0 | 0 | 0 | 0 | 0 | 0 | 0 | 0 | 0
0 | 0 | 0 | 0 | 0 | 0 | 0 | 0 | 0 | 0 | 0 | 0 | 0 | 0 | 0 | 0
0 | 0 | 0 | 0 | 0 | 0 | 0 | 0 | 0 | 0 | 0 | 0 | 0 | 0 | 0 | 0
0 | 0 | 0 | 0 | 0 | 0 | 0 | 0 | 0 | 0 | 0 | 0 | 0 | 0 | 0 | 0
0 | 0 | 0 | 0 | 0 | 0 | 0 | 0 | 0 | 0 | 0 | 0 | 0 | 0 | 0 | 0
0 | 0 | 0 | 0 | 0 | 0 | 0 | 0 | 0 | 0 | 0 | 0 | 0 | 0 | 0 | 0
0 | 0 | 0 | 0 | 0 | 0 | 0 | 0 | 0 | 0 | 0 | 0 | 0 | 0 | 0 | 0
0 | 0 | 0 | 0 | 0 | 0 | 0 | 0 | 0 | 0 | 0 | 0 | 0 | 0 | 0 | 0
0 | 0 | 0 | 0 | 0 | 0 | 0 | 0 | 0 | 0 | 0 | 0 | 0 | 0 | 0 | 0
0 | 0 | 0 | 0 | 0 | 0 | 0 | 0 | 0 | 0 | 0 | 0 | 0 | 0 | 0 | 0
0 | 0 | 0 | 0 | 0 | 0 | 0 | 0 | 0 | 0 | 0 | 0 | 0 | 0 | 0 | 0
0 | 0 | 0 | 0 | 0 | 0 | 0 | 0 | 0 | 0 | 0 | 0 | 0 | 0 | 0 | 0
0 | 0 | 0 | 0 | 0 | 0 | 0 | 0 | 0 | 0 | 0 | 0 | 0 | 0 | 0 | 0
0 | 0 | 0 | 0 | 0 | 0 | 0 | 0 | 0 | 0 | 0 | 0 | 0 | 0 | 0 | 0
0 | 0 | 0 | 0 | 0 | 0 | 0 | 0 | 0 | 0 | 0 | 0 | 0 | 0 | 0 | 0
0 | 0 | 0 | 0 | 0 | 0 | 0 | 0 | 0 | 0 | 0 | 0 | 0 | 0 | 0 | 0
0 | 0 | 0 | 0 | 0 | 0 | 0 | 0 | 0 | 0 | 0 | 0 | 0 | 0 | 0 | 0
0 | 0 | 0 | 0 | 0 | 0 | 0 | 0 | 0 | 0 | 0 | 0 | 0 | 0 | 0 | 0
0 | 0 | 0 | 0 | 0 | 0 | 0 | 0 | 0 | 0 | 0 | 0 | 0 | 0 | 0 | 0
0 | 0 | 0 | 0 | 0 | 0 | 0 | 0 | 0 | 0 | 0 | 0 | 0 | 0 | 0 | 0
0 | 0 | 0 | 0 | 0 | 0 | 0 | 0 | 0 | 0 | 0 | 0 | 0 | 0 | 0 | 0
0 | 0 | 0 | 0 | 0 | 0 | 0 | 0 | 0 | 0 | 0 | 0 | 0 | 0 | 0 | 0
0 | 0 | 0 | 0 | 0 | 0 | 0 | 0 | 0 | 0 | 0 | 0 | 0 | 0 | 0 | 0
0 | 0 | 0 | 0 | 0 | 0 | 0 | 0 | 0 | 0 | 0 | 0 | 0 | 0 | 0 | 0
0 | 0 | 0 | 0 | 0 | 0 | 0 | 0 | 0 | 0 | 0 | 0 | 0 | 0 | 0 | 0
0 | 0 | 0 | 0 | 0 | 0 | 0 | 0 | 0 | 0 | 0 | 0 | 0 | 0 | 0 | 0
0 | 0 | 0 | 0 | 0 | 0 | 0 | 0 | 0 | 0 | 0 | 0 | 0 | 0 | 0 | 0
0 | 0 | 0 | 0 | 0 | 0 | 0 | 0 | 0 | 0 | 0 | 0 | 0 | 0 | 0 | 0
0 | 0 | 0 | 0 | 0 | 0 | 0 | 0 | 0 | 0 | 0 | 0 | 0 | 0 | 0 | 0
0 | 0 | 0 | 0 | 0 | 0 | 0 | 0 | 0 | 0 | 0 | 0 | 0 | 0 | 0 | 0
0 | 0 | 0 | 0 | 0 | 0 | 0 | 0 | 0 | 0 | 0 | 0 | 0 | 0 | 0 | 0
0 | 0 | 0 | 0 | 0 | 0 | 0 | 0 | 0 | 0 | 0 | 0 | 0 | 0 | 0 | 0
0 | 0 | 0 | 0 | 0 | 0 | 0 | 0 | 0 | 0 | 0 | 0 | 0 | 0 | 0 | 0
0 | 0 | 0 | 0 | 0 | 0 | 0 | 0 | 0 | 0 | 0 | 0 | 0 | 0 | 0 | 0
0 | 0 | 0 | 0 | 0 | 0 | 0 | 0 | 0 | 0 | 0 | 0 | 0 | 0 | 0 | 0
0 | 0 | 0 | 0 | 0 | 0 | 0 | 0 | 0 | 0 | 0 | 0 | 0 | 0 | 0 | 0
0 | 0 | 0 | 0 | 0 | 0 | 0 | 0 | 0 | 0 | 0 | 0 | 0 | 0 | 0 | 0
0 | 0 | 0 | 0 | 0 | 0 | 0 | 0 | 0 | 0 | 0 | 0 | 0 | 0 | 0 | 0
0 | 0 | 0 | 0 | 0 | 0 | 0 | 0 | 0 | 0 | 0 | 0 | 0 | 0 | 0 | 0
0 | 0 | 0 | 0 | 0 | 0 | 0 | 0 | 0 | 0 | 0 | 0 | 0 | 0 | 0 | 0
0 | 0 | 0 | 0 | 0 | 0 | 0 | 0 | 0 | 0 | 0 | 0 | 0 | 0 | 0 | 0
0 | 0 | 0 | 0 | 0 | 0 | 0 | 0 | 0 | 0 | 0 | 0 | 0 | 0 | 0 | 0
0 | 0 | 0 | 0 | 0 | 0 | 0 | 0 | 0 | 0 | 0 | 0 | 0 | 0 | 0 | 0
0 | 0 | 0 | 0 | 0 | 0 | 0 | 0 | 0 | 0 | 0 | 0 | 0 | 0 | 0 | 0
0 | 0 | 0 | 0 | 0 | 0 | 0 | 0 | 0 | 0 | 0 | 0 | 0 | 0 | 0 | 0
0 | 0 | 0 | 0 | 0 | 0 | 0 | 0 | 0 | 0 | 0 | 0 | 0 | 0 | 0 | 0
0 | 0 | 0 | 0 | 0 | 0 | 0 | 0 | 0 | 0 | 0 | 0 | 0 | 0 | 0 | 0
0 | 0 | 0 | 0 | 0 | 0 | 0 | 0 | 0 | 0 | 0 | 0 | 0 | 0 | 0 | 0
0 | 0 | 0 | 0 | 0 | 0 | 0 | 0 | 0 | 0 | 0 | 0 | 0 | 0 | 0 | 0
0 | 0 | 0 | 0 | 0 | 0 | 0 | 0 | 0 | 0 | 0 | 0 | 0 | 0 | 0 | 0
0 | 0 | 0 | 0 | 0 | 0 | 0 | 0 | 0 | 0 | 0 | 0 | 0 | 0 | 0 | 0
0 | 0 | 0 | 0 | 0 | 0 | 0 | 0 | 0 | 0 | 0 | 0 | 0 | 0 | 0 | 0
0 | 0 | 0 | 0 | 0 | 0 | 0 | 0 | 0 | 0 | 0 | 0 | 0 | 0 | 0 | 0
0 | 0 | 0 | 0 | 0 | 0 | 0 | 0 | 0 | 0 | 0 | 0 | 0 | 0 | 0 | 0
0 | 0 | 0 | 0 | 0 | 0 | 0 | 0 | 0 | 0 | 0 | 0 | 0 | 0 | 0 | 0
0 | 0 | 0 | 0 | 0 | 0 | 0 | 0 | 0 | 0 | 0 | 0 | 0 | 0 | 0 | 0
0 | 0 | 0 | 0 | 0 | 0 | 0 | 0 | 0 | 0 | 0 | 0 | 0 | 0 | 0 | 0
0 | 0 | 0 | 0 | 0 | 0 | 0 | 0 | 0 | 0 | 0 | 0 | 0 | 0 | 0 | 0
0 | 0 | 0 | 0 | 0 | 0 | 0 | 0 | 0 | 0 | 0 | 0 | 0 | 0 | 0 | 0
0 | 0 | 0 | 0 | 0 | 0 | 0 | 0 | 0 | 0 | 0 | 0 | 0 | 0 | 0 | 0
0 | 0 | 0 | 0 | 0 | 0 | 0 | 0 | 0 | 0 | 0 | 0 | 0 | 0 | 0 | 0
0 | 0 | 0 | 0 | 0 | 0 | 0 | 0 | 0 | 0 | 0 | 0 | 0 | 0 | 0 | 0
0 | 0 | 0 | 0 | 0 | 0 | 0 | 0 | 0 | 0 | 0 | 0 | 0 | 0 | 0 | 0
0 | 0 | 0 | 0 | 0 | 0 | 0 | 0 | 0 | 0 | 0 | 0 | 0 | 0 | 0 | 0
0 | 0 | 0 | 0 | 0 | 0 | 0 | 0 | 0 | 0 | 0 | 0 | 0 | 0 | 0 | 0
0 | 0 | 0 | 0 | 0 | 0 | 0 | 0 | 0 | 0 | 0 | 0 | 0 | 0 | 0 | 0
0 | 0 | 0 | 0 | 0 | 0 | 0 | 0 | 0 | 0 | 0 | 0 | 0 | 0 | 0 | 0
0 | 0 | 0 | 0 | 0 | 0 | 0 | 0 | 0 | 0 | 0 | 0 | 0 | 0 | 0 | 0
0 | 0 | 0 | 0 | 0 | 0 | 0 | 0 | 0 | 0 | 0 | 0 | 0 | 0 | 0 | 0
0 | 0 | 0 | 0 | 0 | 0 | 0 | 0 | 0 | 0 | 0 | 0 | 0 | 0 | 0 | 0
0 | 0 | 0 | 0 | 0 | 0 | 0 | 0 | 0 | 0 | 0 | 0 | 0 | 0 | 0 | 0
0 | 0 | 0 | 0 | 0 | 0 | 0 | 0 | 0 | 0 | 0 | 0 | 0 | 0 | 0 | 0
0 | 0 | 0 | 0 | 0 | 0 | 0 | 0 | 0 | 0 | 0 | 0 | 0 | 0 | 0 | 0
0 | 0 | 0 | 0 | 0 | 0 | 0 | 0 | 0 | 0 | 0 | 0 | 0 | 0 | 0 | 0
0 | 0 | 0 | 0 | 0 | 0 | 0 | 0 | 0 | 0 | 0 | 0 | 0 | 0 | 0 | 0
0 | 0 | 0 | 0 | 0 | 0 | 0 | 0 | 0 | 0 | 0 | 0 | 0 | 0 | 0 | 0
0 | 0 | 0 | 0 | 0 | 0 | 0 | 0 | 0 | 0 | 0 | 0 | 0 | 0 | 0 | 0
0 | 0 | 0 | 0 | 0 | 0 | 0 | 0 | 0 | 0 | 0 | 0 | 0 | 0 | 0 | 0
0 | 0 | 0 | 0 | 0 | 0 | 0 | 0 | 0 | 0 | 0 | 0 | 0 | 0 | 0 | 0
0 | 0 | 0 | 0 | 0 | 0 | 0 | 0 | 0 | 0 | 0 | 0 | 0 | 0 | 0 | 0
0 | 0 | 0 | 0 | 0 | 0 | 0 | 0 | 0 | 0 | 0 | 0 | 0 | 0 | 0 | 0
0 | 0 | 0 | 0 | 0 | 0 | 0 | 0 | 0 | 0 | 0 | 0 | 0 | 0 | 0 | 0
0 | 0 | 0 | 0 | 0 | 0 | 0 | 0 | 0 | 0 | 0 | 0 | 0 | 0 | 0 | 0
0 | 0 | 0 | 0 | 0 | 0 | 0 | 0 | 0 | 0 | 0 | 0 | 0 | 0 | 0 | 0
0 | 0 | 0 | 0 | 0 | 0 | 0 | 0 | 0 | 0 | 0 | 0 | 0 | 0 | 0 | 0
0 | 0 | 0 | 0 | 0 | 0 | 0 | 0 | 0 | 0 | 0 | 0 | 0 | 0 | 0 | 0
0 | 0 | 0 | 0 | 0 | 0 | 0 | 0 | 0 | 0 | 0 | 0 | 0 | 0 | 0 | 0
0 | 0 | 0 | 0 | 0 | 0 | 0 | 0 | 0 | 0 | 0 | 0 | 0 | 0 | 0 | 0
0 | 0 | 0 | 0 | 0 | 0 | 0 | 0 | 0 | 0 | 0 | 0 | 0 | 0 | 0 | 0
0 | 0 | 0 | 0 | 0 | 0 | 0 | 0 | 0 | 0 | 0 | 0 | 0 | 0 | 0 | 0
0 | 0 | 0 | 0 | 0 | 0 | 0 | 0 | 0 | 0 | 0 | 0 | 0 | 0 | 0 | 0
0 | 0 | 0 | 0 | 0 | 0 | 0 | 0 | 0 | 0 | 0 | 0 | 0 | 0 | 0 | 0
0 | 0 | 0 | 0 | 0 | 0 | 0 | 0 | 0 | 0 | 0 | 0 | 0 | 0 | 0 | 0
0 | 0 | 0 | 0 | 0 | 0 | 0 | 0 | 0 | 0 | 0 | 0 | 0 | 0 | 0 | 0
0 | 0 | 0 | 0 | 0 | 0 | 0 | 0 | 0 | 0 | 0 | 0 | 0 | 0 | 0 | 0
0 | 0 | 0 | 0 | 0 | 0 | 0 | 0 | 0 | 0 | 0 | 0 | 0 | 0 | 0 | 0
0 | 0 | 0 | 0 | 0 | 0 | 0 | 0 | 0 | 0 | 0 | 0 | 0 | 0 | 0 | 0
0 | 0 | 0 | 0 | 0 | 0 | 0 | 0 | 0 | 0 | 0 | 0 | 0 | 0 | 0 | 0
0 | 0 | 0 | 0 | 0 | 0 | 0 | 0 | 0 | 0 | 0 | 0 | 0 | 0 | 0 | 0
0 | 0 | 0 | 0 | 0 | 0 | 0 | 0 | 0 | 0 | 0 | 0 | 0 | 0 | 0 | 0
0 | 0 | 0 | 0 | 0 | 0 | 0 | 0 | 0 | 0 | 0 | 0 | 0 | 0 | 0 | 0
0 | 0 | 0 | 0 | 0 | 0 | 0 | 0 | 0 | 0 | 0 | 0 | 0 | 0 | 0 | 0
0 | 0 | 0 | 0 | 0 | 0 | 0 | 0 | 0 | 0 | 0 | 0 | 0 | 0 | 0 | 0
0 | 0 | 0 | 0 | 0 | 0 | 0 | 0 | 0 | 0 | 0 | 0 | 0 | 0 | 0 | 0
0 | 0 | 0 | 0 | 0 | 0 | 0 | 0 | 0 | 0 | 0 | 0 | 0 | 0 | 0 | 0
0 | 0 | 0 | 0 | 0 | 0 | 0 | 0 | 0 | 0 | 0 | 0 | 0 | 0 | 0 | 0
0 | 0 | 0 | 0 | 0 | 0 | 0 | 0 | 0 | 0 | 0 | 0 | 0 | 0 | 0 | 0
0 | 0 | 0 | 0 | 0 | 0 | 0 | 0 | 0 | 0 | 0 | 0 | 0 | 0 | 0 | 0
0 | 0 | 0 | 0 | 0 | 0 | 0 | 0 | 0 | 0 | 0 | 0 | 0 | 0 | 0 | 0
0 | 0 | 0 | 0 | 0 | 0 | 0 | 0 | 0 | 0 | 0 | 0 | 0 | 0 | 0 | 0
0 | 0 | 0 | 0 | 0 | 0 | 0 | 0 | 0 | 0 | 0 | 0 | 0 | 0 | 0 | 0
0 | 0 | 0 | 0 | 0 | 0 | 0 | 0 | 0 | 0 | 0 | 0 | 0 | 0 | 0 | 0
0 | 0 | 0 | 0 | 0 | 0 | 0 | 0 | 0 | 0 | 0 | 0 | 0 | 0 | 0 | 0
0 | 0 | 0 | 0 | 0 | 0 | 0 | 0 | 0 | 0 | 0 | 0 | 0 | 0 | 0 | 0
0 | 0 | 0 | 0 | 0 | 0 | 0 | 0 | 0 | 0 | 0 | 0 | 0 | 0 | 0 | 0
0 | 0 | 0 | 0 | 0 | 0 | 0 | 0 | 0 | 0 | 0 | 0 | 0 | 0 | 0 | 0
0 | 0 | 0 | 0 | 0 | 0 | 0 | 0 | 0 | 0 | 0 | 0 | 0 | 0 | 0 | 0
0 | 0 | 0 | 0 | 0 | 0 | 0 | 0 | 0 | 0 | 0 | 0 | 0 | 0 | 0 | 0
0 | 0 | 0 | 0 | 0 | 0 | 0 | 0 | 0 | 0 | 0 | 0 | 0 | 0 | 0 | 0
0 | 0 | 0 | 0 | 0 | 0 | 0 | 0 | 0 | 0 | 0 | 0 | 0 | 0 | 0 | 0
0 | 0 | 0 | 0 | 0 | 0 | 0 | 0 | 0 | 0 | 0 | 0 | 0 | 0 | 0 | 0
0 | 0 | 0 | 0 | 0 | 0 | 0 | 0 | 0 | 0 | 0 | 0 | 0 | 0 | 0 | 0
0 | 0 | 0 | 0 | 0 | 0 | 0 | 0 | 0 | 0 | 0 | 0 | 0 | 0 | 0 | 0
0 | 0 | 0 | 0 | 0 | 0 | 0 | 0 | 0 | 0 | 0 | 0 | 0 | 0 | 0 | 0
0 | 0 | 0 | 0 | 0 | 0 | 0 | 0 | 0 | 0 | 0 | 0 | 0 | 0 | 0 | 0
0 | 0 | 0 | 0 | 0 | 0 | 0 | 0 | 0 | 0 | 0 | 0 | 0 | 0 | 0 | 0
0 | 0 | 0 | 0 | 0 | 0 | 0 | 0 | 0 | 0 | 0 | 0 | 0 | 0 | 0 | 0
0 | 0 | 0 | 0 | 0 | 0 | 0 | 0 | 0 | 0 | 0 | 0 | 0 | 0 | 0 | 0
0 | 0 | 0 | 0 | 0 | 0 | 0 | 0 | 0 | 0 | 0 | 0 | 0 | 0 | 0 | 0
0 | 0 | 0 | 0 | 0 | 0 | 0 | 0 | 0 | 0 | 0 | 0 | 0 | 0 | 0 | 0
0 | 0 | 0 | 0 | 0 | 0 | 0 | 0 | 0 | 0 | 0 | 0 | 0 | 0 | 0 | 0
0 | 0 | 0 | 0 | 0 | 0 | 0 | 0 | 0 | 0 | 0 | 0 | 0 | 0 | 0 | 0
0 | 0 | 0 | 0 | 0 | 0 | 0 | 0 | 0 | 0 | 0 | 0 | 0 | 0 | 0 | 0
0 | 0 | 0 | 0 | 0 | 0 | 0 | 0 | 0 | 0 | 0 | 0 | 0 | 0 | 0 | 0
0 | 0 | 0 | 0 | 0 | 0 | 0 | 0 | 0 | 0 | 0 | 0 | 0 | 0 | 0 | 0
0 | 0 | 0 | 0 | 0 | 0 | 0 | 0 | 0 | 0 | 0 | 0 | 0 | 0 | 0 | 0
0 | 0 | 0 | 0 | 0 | 0 | 0 | 0 | 0 | 0 | 0 | 0 | 0 | 0 | 0 | 0
0 | 0 | 0 | 0 | 0 | 0 | 0 | 0 | 0 | 0 | 0 | 0 | 0 | 0 | 0 | 0
0 | 0 | 0 | 0 | 0 | 0 | 0 | 0 | 0 | 0 | 0 | 0 | 0 | 0 | 0 | 0
0 | 0 | 0 | 0 | 0 | 0 | 0 | 0 | 0 | 0 | 0 | 0 | 0 | 0 | 0 | 0
0 | 0 | 0 | 0 | 0 | 0 | 0 | 0 | 0 | 0 | 0 | 0 | 0 | 0 | 0 | 0
0 | 0 | 0 | 0 | 0 | 0 | 0 | 0 | 0 | 0 | 0 | 0 | 0 | 0 | 0 | 0
0 | 0 | 0 | 0 | 0 | 0 | 0 | 0 | 0 | 0 | 0 | 0 | 0 | 0 | 0 | 0
0 | 0 | 0 | 0 | 0 | 0 | 0 | 0 | 0 | 0 | 0 | 0 | 0 | 0 | 0 | 0
0 | 0 | 0 | 0 | 0 | 0 | 0 | 0 | 0 | 0 | 0 | 0 | 0 | 0 | 0 | 0
0 | 0 | 0 | 0 | 0 | 0 | 0 | 0 | 0 | 0 | 0 | 0 | 0 | 0 | 0 | 0
0 | 0 | 0 | 0 | 0 | 0 | 0 | 0 | 0 | 0 | 0 | 0 | 0 | 0 | 0 | 0
0 | 0 | 0 | 0 | 0 | 0 | 0 | 0 | 0 | 0 | 0 | 0 | 0 | 0 | 0 | 0
0 | 0 | 0 | 0 | 0 | 0 | 0 | 0 | 0 | 0 | 0 | 0 | 0 | 0 | 0 | 0
0 | 0 | 0 | 0 | 0 | 0 | 0 | 0 | 0 | 0 | 0 | 0 | 0 | 0 | 0 | 0
0 | 0 | 0 | 0 | 0 | 0 | 0 | 0 | 0 | 0 | 0 | 0 | 0 | 0 | 0 | 0
0 | 0 | 0 | 0 | 0 | 0 | 0 | 0 | 0 | 0 | 0 | 0 | 0 | 0 | 0 | 0
0 | 0 | 0 | 0 | 0 | 0 | 0 | 0 | 0 | 0 | 0 | 0 | 0 | 0 | 0 | 0
0 | 0 | 0 | 0 | 0 | 0 | 0 | 0 | 0 | 0 | 0 | 0 | 0 | 0 | 0 | 0
0 | 0 | 0 | 0 | 0 | 0 | 0 | 0 | 0 | 0 | 0 | 0 | 0 | 0 | 0 | 0
0 | 0 | 0 | 0 | 0 | 0 | 0 | 0 | 0 | 0 | 0 | 0 | 0 | 0 | 0 | 0
0 | 0 | 0 | 0 | 0 | 0 | 0 | 0 | 0 | 0 | 0 | 0 | 0 | 0 | 0 | 0
0 | 0 | 0 | 0 | 0 | 0 | 0 | 0 | 0 | 0 | 0 | 0 | 0 | 0 | 0 | 0
0 | 0 | 0 | 0 | 0 | 0 | 0 | 0 | 0 | 0 | 0 | 0 | 0 | 0 | 0 | 0
0 | 0 | 0 | 0 | 0 | 0 | 0 | 0 | 0 | 0 | 0 | 0 | 0 | 0 | 0 | 0
0 | 0 | 0 | 0 | 0 | 0 | 0 | 0 | 0 | 0 | 0 | 0 | 0 | 0 | 0 | 0
0 | 0 | 0 | 0 | 0 | 0 | 0 | 0 | 0 | 0 | 0 | 0 | 0 | 0 | 0 | 0
0 | 0 | 0 | 0 | 0 | 0 | 0 | 0 | 0 | 0 | 0 | 0 | 0 | 0 | 0 | 0
0 | 0 | 0 | 0 | 0 | 0 | 0 | 0 | 0 | 0 | 0 | 0 | 0 | 0 | 0 | 0
0 | 0 | 0 | 0 | 0 | 0 | 0 | 0 | 0 | 0 | 0 | 0 | 0 | 0 | 0 | 0
0 | 0 | 0 | 0 | 0 | 0 | 0 | 0 | 0 | 0 | 0 | 0 | 0 | 0 | 0 | 0
0 | 0 | 0 | 0 | 0 | 0 | 0 | 0 | 0 | 0 | 0 | 0 | 0 | 0 | 0 | 0
0 | 0 | 0 | 0 | 0 | 0 | 0 | 0 | 0 | 0 | 0 | 0 | 0 | 0 | 0 | 0
0 | 0 | 0 | 0 | 0 | 0 | 0 | 0 | 0 | 0 | 0 | 0 | 0 | 0 | 0 | 0
0 | 0 | 0 | 0 | 0 | 0 | 0 | 0 | 0 | 0 | 0 | 0 | 0 | 0 | 0 | 0
0 | 0 | 0 | 0 | 0 | 0 | 0 | 0 | 0 | 0 | 0 | 0 | 0 | 0 | 0 | 0
0 | 0 | 0 | 0 | 0 | 0 | 0 | 0 | 0 | 0 | 0 | 0 | 0 | 0 | 0 | 0
0 | 0 | 0 | 0 | 0 | 0 | 0 | 0 | 0 | 0 | 0 | 0 | 0 | 0 | 0 | 0
0 | 0 | 0 | 0 | 0 | 0 | 0 | 0 | 0 | 0 | 0 | 0 | 0 | 0 | 0 | 0
0 | 0 | 0 | 0 | 0 | 0 | 0 | 0 | 0 | 0 | 0 | 0 | 0 | 0 | 0 | 0
0 | 0 | 0 | 0 | 0 | 0 | 0 | 0 | 0 | 0 | 0 | 0 | 0 | 0 | 0 | 0
0 | 0 | 0 | 0 | 0 | 0 | 0 | 0 | 0 | 0 | 0 | 0 | 0 | 0 | 0 | 0
0 | 0 | 0 | 0 | 0 | 0 | 0 | 0 | 0 | 0 | 0 | 0 | 0 | 0 | 0 | 0
0 | 0 | 0 | 0 | 0 | 0 | 0 | 0 | 0 | 0 | 0 | 0 | 0 | 0 | 0 | 0
0 | 0 | 0 | 0 | 0 | 0 | 0 | 0 | 0 | 0 | 0 | 0 | 0 | 0 | 0 | 0
0 | 0 | 0 | 0 | 0 | 0 | 0 | 0 | 0 | 0 | 0 | 0 | 0 | 0 | 0 | 0
0 | 0 | 0 | 0 | 0 | 0 | 0 | 0 | 0 | 0 | 0 | 0 | 0 | 0 | 0 | 0
0 | 0 | 0 | 0 | 0 | 0 | 0 | 0 | 0 | 0 | 0 | 0 | 0 | 0 | 0 | 0
0 | 0 | 0 | 0 | 0 | 0 | 0 | 0 | 0 | 0 | 0 | 0 | 0 | 0 | 0 | 0
0 | 0 | 0 | 0 | 0 | 0 | 0 | 0 | 0 | 0 | 0 | 0 | 0 | 0 | 0 | 0
0 | 0 | 0 | 0 | 0 | 0 | 0 | 0 | 0 | 0 | 0 | 0 | 0 | 0 | 0 | 0
0 | 0 | 0 | 0 | 0 | 0 | 0 | 0 | 0 | 0 | 0 | 0 | 0 | 0 | 0 | 0
0 | 0 | 0 | 0 | 0 | 0 | 0 | 0 | 0 | 0 | 0 | 0 | 0 | 0 | 0 | 0
0 | 0 | 0 | 0 | 0 | 0 | 0 | 0 | 0 | 0 | 0 | 0 | 0 | 0 | 0 | 0
0 | 0 | 0 | 0 | 0 | 0 | 0 | 0 | 0 | 0 | 0 | 0 | 0 | 0 | 0 | 0
0 | 0 | 0 | 0 | 0 | 0 | 0 | 0 | 0 | 0 | 0 | 0 | 0 | 0 | 0 | 0
0 | 0 | 0 | 0 | 0 | 0 | 0 | 0 | 0 | 0 | 0 | 0 | 0 | 0 | 0 | 0
0 | 0 | 0 | 0 | 0 | 0 | 0 | 0 | 0 | 0 | 0 | 0 | 0 | 0 | 0 | 0
0 | 0 | 0 | 0 | 0 | 0 | 0 | 0 | 0 | 0 | 0 | 0 | 0 | 0 | 0 | 0
0 | 0 | 0 | 0 | 0 | 0 | 0 | 0 | 0 | 0 | 0 | 0 | 0 | 0 | 0 | 0
0 | 0 | 0 | 0 | 0 | 0 | 0 | 0 | 0 | 0 | 0 | 0 | 0 | 0 | 0 | 0
0 | 0 | 0 | 0 | 0 | 0 | 0 | 0 | 0 | 0 | 0 | 0 | 0 | 0 | 0 | 0
0 | 0 | 0 | 0 | 0 | 0 | 0 | 0 | 0 | 0 | 0 | 0 | 0 | 0 | 0 | 0
0 | 0 | 0 | 0 | 0 | 0 | 0 | 0 | 0 | 0 | 0 | 0 | 0 | 0 | 0 | 0
0 | 0 | 0 | 0 | 0 | 0 | 0 | 0 | 0 | 0 | 0 | 0 | 0 | 0 | 0 | 0
0 | 0 | 0 | 0 | 0 | 0 | 0 | 0 | 0 | 0 | 0 | 0 | 0 | 0 | 0 | 0
0 | 0 | 0 | 0 | 0 | 0 | 0 | 0 | 0 | 0 | 0 | 0 | 0 | 0 | 0 | 0
0 | 0 | 0 | 0 | 0 | 0 | 0 | 0 | 0 | 0 | 0 | 0 | 0 | 0 | 0 | 0
0 | 0 | 0 | 0 | 0 | 0 | 0 | 0 | 0 | 0 | 0 | 0 | 0 | 0 | 0 | 0
0 | 0 | 0 | 0 | 0 | 0 | 0 | 0 | 0 | 0 | 0 | 0 | 0 | 0 | 0 | 0
0 | 0 | 0 | 0 | 0 | 0 | 0 | 0 | 0 | 0 | 0 | 0 | 0 | 0 | 0 | 0
0 | 0 | 0 | 0 | 0 | 0 | 0 | 0 | 0 | 0 | 0 | 0 | 0 | 0 | 0 | 0
0 | 0 | 0 | 0 | 0 | 0 | 0 | 0 | 0 | 0 | 0 | 0 | 0 | 0 | 0 | 0
0 | 0 | 0 | 0 | 0 | 0 | 0 | 0 | 0 | 0 | 0 | 0 | 0 | 0 | 0 | 0
0 | 0 | 0 | 0 | 0 | 0 | 0 | 0 | 0 | 0 | 0 | 0 | 0 | 0 | 0 | 0
0 | 0 | 0 | 0 | 0 | 0 | 0 | 0 | 0 | 0 | 0 | 0 | 0 | 0 | 0 | 0
0 | 0 | 0 | 0 | 0 | 0 | 0 | 0 | 0 | 0 | 0 | 0 | 0 | 0 | 0 | 0
0 | 0 | 0 | 0 | 0 | 0 | 0 | 0 | 0 | 0 | 0 | 0 | 0 | 0 | 0 | 0
0 | 0 | 0 | 0 | 0 | 0 | 0 | 0 | 0 | 0 | 0 | 0 | 0 | 0 | 0 | 0
0 | 0 | 0 | 0 | 0 | 0 | 0 | 0 | 0 | 0 | 0 | 0 | 0 | 0 | 0 | 0
0 | 0 | 0 | 0 | 0 | 0 | 0 | 0 | 0 | 0 | 0 | 0 | 0 | 0 | 0 | 0
0 | 0 | 0 | 0 | 0 | 0 | 0 | 0 | 0 | 0 | 0 | 0 | 0 | 0 | 0 | 0
0 | 0 | 0 | 0 | 0 | 0 | 0 | 0 | 0 | 0 | 0 | 0 | 0 | 0 | 0 | 0
0 | 0 | 0 | 0 | 0 | 0 | 0 | 0 | 0 | 0 | 0 | 0 | 0 | 0 | 0 | 0
0 | 0 | 0 | 0 | 0 | 0 | 0 | 0 | 0 | 0 | 0 | 0 | 0 | 0 | 0 | 0
0 | 0 | 0 | 0 | 0 | 0 | 0 | 0 | 0 | 0 | 0 | 0 | 0 | 0 | 0 | 0
0 | 0 | 0 | 0 | 0 | 0 | 0 | 0 | 0 | 0 | 0 | 0 | 0 | 0 | 0 | 0
0 | 0 | 0 | 0 | 0 | 0 | 0 | 0 | 0 | 0 | 0 | 0 | 0 | 0 | 0 | 0
0 | 0 | 0 | 0 | 0 | 0 | 0 | 0 | 0 | 0 | 0 | 0 | 0 | 0 | 0 | 0
0 | 0 | 0 | 0 | 0 | 0 | 0 | 0 | 0 | 0 | 0 | 0 | 0 | 0 | 0 | 0
0 | 0 | 0 | 0 | 0 | 0 | 0 | 0 | 0 | 0 | 0 | 0 | 0 | 0 | 0 | 0
0 | 0 | 0 | 0 | 0 | 0 | 0 | 0 | 0 | 0 | 0 | 0 | 0 | 0 | 0 | 0
0 | 0 | 0 | 0 | 0 | 0 | 0 | 0 | 0 | 0 | 0 | 0 | 0 | 0 | 0 | 0
0 | 0 | 0 | 0 | 0 | 0 | 0 | 0 | 0 | 0 | 0 | 0 | 0 | 0 | 0 | 0
0 | 0 | 0 | 0 | 0 | 0 | 0 | 0 | 0 | 0 | 0 | 0 | 0 | 0 | 0 | 0
0 | 0 | 0 | 0 | 0 | 0 | 0 | 0 | 0 | 0 | 0 | 0 | 0 | 0 | 0 | 0
0 | 0 | 0 | 0 | 0 | 0 | 0 | 0 | 0 | 0 | 0 | 0 | 0 | 0 | 0 | 0
0 | 0 | 0 | 0 | 0 | 0 | 0 | 0 | 0 | 0 | 0 | 0 | 0 | 0 | 0 | 0
0 | 0 | 0 | 0 | 0 | 0 | 0 | 0 | 0 | 0 | 0 | 0 | 0 | 0 | 0 | 0
0 | 0 | 0 | 0 | 0 | 0 | 0 | 0 | 0 | 0 | 0 | 0 | 0 | 0 | 0 | 0
0 | 0 | 0 | 0 | 0 | 0 | 0 | 0 | 0 | 0 | 0 | 0 | 0 | 0 | 0 | 0
0 | 0 | 0 | 0 | 0 | 0 | 0 | 0 | 0 | 0 | 0 | 0 | 0 | 0 | 0 | 0
0 | 0 | 0 | 0 | 0 | 0 | 0 | 0 | 0 | 0 | 0 | 0 | 0 | 0 | 0 | 0
0 | 0 | 0 | 0 | 0 | 0 | 0 | 0 | 0 | 0 | 0 | 0 | 0 | 0 | 0 | 0
0 | 0 | 0 | 0 | 0 | 0 | 0 | 0 | 0 | 0 | 0 | 0 | 0 | 0 | 0 | 0
0 | 0 | 0 | 0 | 0 | 0 | 0 | 0 | 0 | 0 | 0 | 0 | 0 | 0 | 0 | 0
0 | 0 | 0 | 0 | 0 | 0 | 0 | 0 | 0 | 0 | 0 | 0 | 0 | 0 | 0 | 0
0 | 0 | 0 | 0 | 0 | 0 | 0 | 0 | 0 | 0 | 0 | 0 | 0 | 0 | 0 | 0
0 | 0 | 0 | 0 | 0 | 0 | 0 | 0 | 0 | 0 | 0 | 0 | 0 | 0 | 0 | 0
0 | 0 | 0 | 0 | 0 | 0 | 0 | 0 | 0 | 0 | 0 | 0 | 0 | 0 | 0 | 0
0 | 0 | 0 | 0 | 0 | 0 | 0 | 0 | 0 | 0 | 0 | 0 | 0 | 0 | 0 | 0
0 | 0 | 0 | 0 | 0 | 0 | 0 | 0 | 0 | 0 | 0 | 0 | 0 | 0 | 0 | 0
0 | 0 | 0 | 0 | 0 | 0 | 0 | 0 | 0 | 0 | 0 | 0 | 0 | 0 | 0 | 0
0 | 0 | 0 | 0 | 0 | 0 | 0 | 0 | 0 | 0 | 0 | 0 | 0 | 0 | 0 | 0
0 | 0 | 0 | 0 | 0 | 0 | 0 | 0 | 0 | 0 | 0 | 0 | 0 | 0 | 0 | 0
0 | 0 | 0 | 0 | 0 | 0 | 0 | 0 | 0 | 0 | 0 | 0 | 0 | 0 | 0 | 0
0 | 0 | 0 | 0 | 0 | 0 | 0 | 0 | 0 | 0 | 0 | 0 | 0 | 0 | 0 | 0
0 | 0 | 0 | 0 | 0 | 0 | 0 | 0 | 0 | 0 | 0 | 0 | 0 | 0 | 0 | 0
0 | 0 | 0 | 0 | 0 | 0 | 0 | 0 | 0 | 0 | 0 | 0 | 0 | 0 | 0 | 0
0 | 0 | 0 | 0 | 0 | 0 | 0 | 0 | 0 | 0 | 0 | 0 | 0 | 0 | 0 | 0
0 | 0 | 0 | 0 | 0 | 0 | 0 | 0 | 0 | 0 | 0 | 0 | 0 | 0 | 0 | 0
0 | 0 | 0 | 0 | 0 | 0 | 0 | 0 | 0 | 0 | 0 | 0 | 0 | 0 | 0 | 0
0 | 0 | 0 | 0 | 0 | 0 | 0 | 0 | 0 | 0 | 0 | 0 | 0 | 0 | 0 | 0
0 | 0 | 0 | 0 | 0 | 0 | 0 | 0 | 0 | 0 | 0 | 0 | 0 | 0 | 0 | 0
0 | 0 | 0 | 0 | 0 | 0 | 0 | 0 | 0 | 0 | 0 | 0 | 0 | 0 | 0 | 0
0 | 0 | 0 | 0 | 0 | 0 | 0 | 0 | 0 | 0 | 0 | 0 | 0 | 0 | 0 | 0
0 | 0 | 0 | 0 | 0 | 0 | 0 | 0 | 0 | 0 | 0 | 0 | 0 | 0 | 0 | 0
0 | 0 | 0 | 0 | 0 | 0 | 0 | 0 | 0 | 0 | 0 | 0 | 0 | 0 | 0 | 0
0 | 0 | 0 | 0 | 0 | 0 | 0 | 0 | 0 | 0 | 0 | 0 | 0 | 0 | 0 | 0
0 | 0 | 0 | 0 | 0 | 0 | 0 | 0 | 0 | 0 | 0 | 0 | 0 | 0 | 0 | 0
0 | 0 | 0 | 0 | 0 | 0 | 0 | 0 | 0 | 0 | 0 | 0 | 0 | 0 | 0 | 0
0 | 0 | 0 | 0 | 0 | 0 | 0 | 0 | 0 | 0 | 0 | 0 | 0 | 0 | 0 | 0
0 | 0 | 0 | 0 | 0 | 0 | 0 | 0 | 0 | 0 | 0 | 0 | 0 | 0 | 0 | 0
0 | 0 | 0 | 0 | 0 | 0 | 0 | 0 | 0 | 0 | 0 | 0 | 0 | 0 | 0 | 0
0 | 0 | 0 | 0 | 0 | 0 | 0 | 0 | 0 | 0 | 0 | 0 | 0 | 0 | 0 | 0
0 | 0 | 0 | 0 | 0 | 0 | 0 | 0 | 0 | 0 | 0 | 0 | 0 | 0 | 0 | 0
0 | 0 | 0 | 0 | 0 | 0 | 0 | 0 | 0 | 0 | 0 | 0 | 0 | 0 | 0 | 0
0 | 0 | 0 | 0 | 0 | 0 | 0 | 0 | 0 | 0 | 0 | 0 | 0 | 0 | 0 | 0
0 | 0 | 0 | 0 | 0 | 0 | 0 | 0 | 0 | 0 | 0 | 0 | 0 | 0 | 0 | 0
0 | 0 | 0 | 0 | 0 | 0 | 0 | 0 | 0 | 0 | 0 | 0 | 0 | 0 | 0 | 0
0 | 0 | 0 | 0 | 0 | 0 | 0 | 0 | 0 | 0 | 0 | 0 | 0 | 0 | 0 | 0
0 | 0 | 0 | 0 | 0 | 0 | 0 | 0 | 0 | 0 | 0 | 0 | 0 | 0 | 0 | 0
0 | 0 | 0 | 0 | 0 | 0 | 0 | 0 | 0 | 0 | 0 | 0 | 0 | 0 | 0 | 0
0 | 0 | 0 | 0 | 0 | 0 | 0 | 0 | 0 | 0 | 0 | 0 | 0 | 0 | 0 | 0
0 | 0 | 0 | 0 | 0 | 0 | 0 | 0 | 0 | 0 | 0 | 0 | 0 | 0 | 0 | 0
0 | 0 | 0 | 0 | 0 | 0 | 0 | 0 | 0 | 0 | 0 | 0 | 0 | 0 | 0 | 0
0 | 0 | 0 | 0 | 0 | 0 | 0 | 0 | 0 | 0 | 0 | 0 | 0 | 0 | 0 | 0
0 | 0 | 0 | 0 | 0 | 0 | 0 | 0 | 0 | 0 | 0 | 0 | 0 | 0 | 0 | 0
0 | 0 | 0 | 0 | 0 | 0 | 0 | 0 | 0 | 0 | 0 | 0 | 0 | 0 | 0 | 0
0 | 0 | 0 | 0 | 0 | 0 | 0 | 0 | 0 | 0 | 0 | 0 | 0 | 0 | 0 | 0
0 | 0 | 0 | 0 | 0 | 0 | 0 | 0 | 0 | 0 | 0 | 0 | 0 | 0 | 0 | 0
0 | 0 | 0 | 0 | 0 | 0 | 0 | 0 | 0 | 0 | 0 | 0 | 0 | 0 | 0 | 0
0 | 0 | 0 | 0 | 0 | 0 | 0 | 0 | 0 | 0 | 0 | 0 | 0 | 0 | 0 | 0
0 | 0 | 0 | 0 | 0 | 0 | 0 | 0 | 0 | 0 | 0 | 0 | 0 | 0 | 0 | 0
0 | 0 | 0 | 0 | 0 | 0 | 0 | 0 | 0 | 0 | 0 | 0 | 0 | 0 | 0 | 0
0 | 0 | 0 | 0 | 0 | 0 | 0 | 0 | 0 | 0 | 0 | 0 | 0 | 0 | 0 | 0
0 | 0 | 0 | 0 | 0 | 0 | 0 | 0 | 0 | 0 | 0 | 0 | 0 | 0 | 0 | 0
0 | 0 | 0 | 0 | 0 | 0 | 0 | 0 | 0 | 0 | 0 | 0 | 0 | 0 | 0 | 0
0 | 0 | 0 | 0 | 0 | 0 | 0 | 0 | 0 | 0 | 0 | 0 | 0 | 0 | 0 | 0
0 | 0 | 0 | 0 | 0 | 0 | 0 | 0 | 0 | 0 | 0 | 0 | 0 | 0 | 0 | 0
0 | 0 | 0 | 0 | 0 | 0 | 0 | 0 | 0 | 0 | 0 | 0 | 0 | 0 | 0 | 0
0 | 0 | 0 | 0 | 0 | 0 | 0 | 0 | 0 | 0 | 0 | 0 | 0 | 0 | 0 | 0
0 | 0 | 0 | 0 | 0 | 0 | 0 | 0 | 0 | 0 | 0 | 0 | 0 | 0 | 0 | 0
0 | 0 | 0 | 0 | 0 | 0 | 0 | 0 | 0 | 0 | 0 | 0 | 0 | 0 | 0 | 0
0 | 0 | 0 | 0 | 0 | 0 | 0 | 0 | 0 | 0 | 0 | 0 | 0 | 0 | 0 | 0
0 | 0 | 0 | 0 | 0 | 0 | 0 | 0 | 0 | 0 | 0 | 0 | 0 | 0 | 0 | 0
0 | 0 | 0 | 0 | 0 | 0 | 0 | 0 | 0 | 0 | 0 | 0 | 0 | 0 | 0 | 0
0 | 0 | 0 | 0 | 0 | 0 | 0 | 0 | 0 | 0 | 0 | 0 | 0 | 0 | 0 | 0
0 | 0 | 0 | 0 | 0 | 0 | 0 | 0 | 0 | 0 | 0 | 0 | 0 | 0 | 0 | 0
0 | 0 | 0 | 0 | 0 | 0 | 0 | 0 | 0 | 0 | 0 | 0 | 0 | 0 | 0 | 0
0 | 0 | 0 | 0 | 0 | 0 | 0 | 0 | 0 | 0 | 0 | 0 | 0 | 0 | 0 | 0
0 | 0 | 0 | 0 | 0 | 0 | 0 | 0 | 0 | 0 | 0 | 0 | 0 | 0 | 0 | 0
0 | 0 | 0 | 0 | 0 | 0 | 0 | 0 | 0 | 0 | 0 | 0 | 0 | 0 | 0 | 0
0 | 0 | 0 | 0 | 0 | 0 | 0 | 0 | 0 | 0 | 0 | 0 | 0 | 0 | 0 | 0
0 | 0 | 0 | 0 | 0 | 0 | 0 | 0 | 0 | 0 | 0 | 0 | 0 | 0 | 0 | 0
0 | 0 | 0 | 0 | 0 | 0 | 0 | 0 | 0 | 0 | 0 | 0 | 0 | 0 | 0 | 0
0 | 0 | 0 | 0 | 0 | 0 | 0 | 0 | 0 | 0 | 0 | 0 | 0 | 0 | 0 | 0
0 | 0 | 0 | 0 | 0 | 0 | 0 | 0 | 0 | 0 | 0 | 0 | 0 | 0 | 0 | 0
0 | 0 | 0 | 0 | 0 | 0 | 0 | 0 | 0 | 0 | 0 | 0 | 0 | 0 | 0 | 0
0 | 0 | 0 | 0 | 0 | 0 | 0 | 0 | 0 | 0 | 0 | 0 | 0 | 0 | 0 | 0
0 | 0 | 0 | 0 | 0 | 0 | 0 | 0 | 0 | 0 | 0 | 0 | 0 | 0 | 0 | 0
0 | 0 | 0 | 0 | 0 | 0 | 0 | 0 | 0 | 0 | 0 | 0 | 0 | 0 | 0 | 0
0 | 0 | 0 | 0 | 0 | 0 | 0 | 0 | 0 | 0 | 0 | 0 | 0 | 0 | 0 | 0
0 | 0 | 0 | 0 | 0 | 0 | 0 | 0 | 0 | 0 | 0 | 0 | 0 | 0 | 0 | 0
0 | 0 | 0 | 0 | 0 | 0 | 0 | 0 | 0 | 0 | 0 | 0 | 0 | 0 | 0 | 0
0 | 0 | 0 | 0 | 0 | 0 | 0 | 0 | 0 | 0 | 0 | 0 | 0 | 0 | 0 | 0
0 | 0 | 0 | 0 | 0 | 0 | 0 | 0 | 0 | 0 | 0 | 0 | 0 | 0 | 0 | 0
0 | 0 | 0 | 0 | 0 | 0 | 0 | 0 | 0 | 0 | 0 | 0 | 0 | 0 | 0 | 0
0 | 0 | 0 | 0 | 0 | 0 | 0 | 0 | 0 | 0 | 0 | 0 | 0 | 0 | 0 | 0
0 | 0 | 0 | 0 | 0 | 0 | 0 | 0 | 0 | 0 | 0 | 0 | 0 | 0 | 0 | 0
0 | 0 | 0 | 0 | 0 | 0 | 0 | 0 | 0 | 0 | 0 | 0 | 0 | 0 | 0 | 0
0 | 0 | 0 | 0 | 0 | 0 | 0 | 0 | 0 | 0 | 0 | 0 | 0 | 0 | 0 | 0
0 | 0 | 0 | 0 | 0 | 0 | 0 | 0 | 0 | 0 | 0 | 0 | 0 | 0 | 0 | 0
0 | 0 | 0 | 0 | 0 | 0 | 0 | 0 | 0 | 0 | 0 | 0 | 0 | 0 | 0 | 0
0 | 0 | 0 | 0 | 0 | 0 | 0 | 0 | 0 | 0 | 0 | 0 | 0 | 0 | 0 | 0
0 | 0 | 0 | 0 | 0 | 0 | 0 | 0 | 0 | 0 | 0 | 0 | 0 | 0 | 0 | 0
0 | 0 | 0 | 0 | 0 | 0 | 0 | 0 | 0 | 0 | 0 | 0 | 0 | 0 | 0 | 0
0 | 0 | 0 | 0 | 0 | 0 | 0 | 0 | 0 | 0 | 0 | 0 | 0 | 0 | 0 | 0
0 | 0 | 0 | 0 | 0 | 0 | 0 | 0 | 0 | 0 | 0 | 0 | 0 | 0 | 0 | 0
0 | 0 | 0 | 0 | 0 | 0 | 0 | 0 | 0 | 0 | 0 | 0 | 0 | 0 | 0 | 0
0 | 0 | 0 | 0 | 0 | 0 | 0 | 0 | 0 | 0 | 0 | 0 | 0 | 0 | 0 | 0
0 | 0 | 0 | 0 | 0 | 0 | 0 | 0 | 0 | 0 | 0 | 0 | 0 | 0 | 0 | 0
0 | 0 | 0 | 0 | 0 | 0 | 0 | 0 | 0 | 0 | 0 | 0 | 0 | 0 | 0 | 0
0 | 0 | 0 | 0 | 0 | 0 | 0 | 0 | 0 | 0 | 0 | 0 | 0 | 0 | 0 | 0
0 | 0 | 0 | 0 | 0 | 0 | 0 | 0 | 0 | 0 | 0 | 0 | 0 | 0 | 0 | 0
0 | 0 | 0 | 0 | 0 | 0 | 0 | 0 | 0 | 0 | 0 | 0 | 0 | 0 | 0 | 0
0 | 0 | 0 | 0 | 0 | 0 | 0 | 0 | 0 | 0 | 0 | 0 | 0 | 0 | 0 | 0
0 | 0 | 0 | 0 | 0 | 0 | 0 | 0 | 0 | 0 | 0 | 0 | 0 | 0 | 0 | 0
0 | 0 | 0 | 0 | 0 | 0 | 0 | 0 | 0 | 0 | 0 | 0 | 0 | 0 | 0 | 0
0 | 0 | 0 | 0 | 0 | 0 | 0 | 0 | 0 | 0 | 0 | 0 | 0 | 0 | 0 | 0
0 | 0 | 0 | 0 | 0 | 0 | 0 | 0 | 0 | 0 | 0 | 0 | 0 | 0 | 0 | 0
0 | 0 | 0 | 0 | 0 | 0 | 0 | 0 | 0 | 0 | 0 | 0 | 0 | 0 | 0 | 0
0 | 0 | 0 | 0 | 0 | 0 | 0 | 0 | 0 | 0 | 0 | 0 | 0 | 0 | 0 | 0
0 | 0 | 0 | 0 | 0 | 0 | 0 | 0 | 0 | 0 | 0 | 0 | 0 | 0 | 0 | 0
0 | 0 | 0 | 0 | 0 | 0 | 0 | 0 | 0 | 0 | 0 | 0 | 0 | 0 | 0 | 0
0 | 0 | 0 | 0 | 0 | 0 | 0 | 0 | 0 | 0 | 0 | 0 | 0 | 0 | 0 | 0
0 | 0 | 0 | 0 | 0 | 0 | 0 | 0 | 0 | 0 | 0 | 0 | 0 | 0 | 0 | 0
0 | 0 | 0 | 0 | 0 | 0 | 0 | 0 | 0 | 0 | 0 | 0 | 0 | 0 | 0 | 0
0 | 0 | 0 | 0 | 0 | 0 | 0 | 0 | 0 | 0 | 0 | 0 | 0 | 0 | 0 | 0
0 | 0 | 0 | 0 | 0 | 0 | 0 | 0 | 0 | 0 | 0 | 0 | 0 | 0 | 0 | 0
0 | 0 | 0 | 0 | 0 | 0 | 0 | 0 | 0 | 0 | 0 | 0 | 0 | 0 | 0 | 0
0 | 0 | 0 | 0 | 0 | 0 | 0 | 0 | 0 | 0 | 0 | 0 | 0 | 0 | 0 | 0
0 | 0 | 0 | 0 | 0 | 0 | 0 | 0 | 0 | 0 | 0 | 0 | 0 | 0 | 0 | 0
0 | 0 | 0 | 0 | 0 | 0 | 0 | 0 | 0 | 0 | 0 | 0 | 0 | 0 | 0 | 0
0 | 0 | 0 | 0 | 0 | 0 | 0 | 0 | 0 | 0 | 0 | 0 | 0 | 0 | 0 | 0
0 | 0 | 0 | 0 | 0 | 0 | 0 | 0 | 0 | 0 | 0 | 0 | 0 | 0 | 0 | 0
0 | 0 | 0 | 0 | 0 | 0 | 0 | 0 | 0 | 0 | 0 | 0 | 0 | 0 | 0 | 0
0 | 0 | 0 | 0 | 0 | 0 | 0 | 0 | 0 | 0 | 0 | 0 | 0 | 0 | 0 | 0
0 | 0 | 0 | 0 | 0 | 0 | 0 | 0 | 0 | 0 | 0 | 0 | 0 | 0 | 0 | 0
0 | 0 | 0 | 0 | 0 | 0 | 0 | 0 | 0 | 0 | 0 | 0 | 0 | 0 | 0 | 0
0 | 0 | 0 | 0 | 0 | 0 | 0 | 0 | 0 | 0 | 0 | 0 | 0 | 0 | 0 | 0
0 | 0 | 0 | 0 | 0 | 0 | 0 | 0 | 0 | 0 | 0 | 0 | 0 | 0 | 0 | 0
0 | 0 | 0 | 0 | 0 | 0 | 0 | 0 | 0 | 0 | 0 | 0 | 0 | 0 | 0 | 0
0 | 0 | 0 | 0 | 0 | 0 | 0 | 0 | 0 | 0 | 0 | 0 | 0 | 0 | 0 | 0
0 | 0 | 0 | 0 | 0 | 0 | 0 | 0 | 0 | 0 | 0 | 0 | 0 | 0 | 0 | 0
0 | 0 | 0 | 0 | 0 | 0 | 0 | 0 | 0 | 0 | 0 | 0 | 0 | 0 | 0 | 0
0 | 0 | 0 | 0 | 0 | 0 | 0 | 0 | 0 | 0 | 0 | 0 | 0 | 0 | 0 | 0
0 | 0 | 0 | 0 | 0 | 0 | 0 | 0 | 0 | 0 | 0 | 0 | 0 | 0 | 0 | 0
0 | 0 | 0 | 0 | 0 | 0 | 0 | 0 | 0 | 0 | 0 | 0 | 0 | 0 | 0 | 0
0 | 0 | 0 | 0 | 0 | 0 | 0 | 0 | 0 | 0 | 0 | 0 | 0 | 0 | 0 | 0
0 | 0 | 0 | 0 | 0 | 0 | 0 | 0 | 0 | 0 | 0 | 0 | 0 | 0 | 0 | 0
0 | 0 | 0 | 0 | 0 | 0 | 0 | 0 | 0 | 0 | 0 | 0 | 0 | 0 | 0 | 0
0 | 0 | 0 | 0 | 0 | 0 | 0 | 0 | 0 | 0 | 0 | 0 | 0 | 0 | 0 | 0
0 | 0 | 0 | 0 | 0 | 0 | 0 | 0 | 0 | 0 | 0 | 0 | 0 | 0 | 0 | 0
0 | 0 | 0 | 0 | 0 | 0 | 0 | 0 | 0 | 0 | 0 | 0 | 0 | 0 | 0 | 0
0 | 0 | 0 | 0 | 0 | 0 | 0 | 0 | 0 | 0 | 0 | 0 | 0 | 0 | 0 | 0
0 | 0 | 0 | 0 | 0 | 0 | 0 | 0 | 0 | 0 | 0 | 0 | 0 | 0 | 0 | 0
0 | 0 | 0 | 0 | 0 | 0 | 0 | 0 | 0 | 0 | 0 | 0 | 0 | 0 | 0 | 0
0 | 0 | 0 | 0 | 0 | 0 | 0 | 0 | 0 | 0 | 0 | 0 | 0 | 0 | 0 | 0
0 | 0 | 0 | 0 | 0 | 0 | 0 | 0 | 0 | 0 | 0 | 0 | 0 | 0 | 0 | 0
0 | 0 | 0 | 0 | 0 | 0 | 0 | 0 | 0 | 0 | 0 | 0 | 0 | 0 | 0 | 0
0 | 0 | 0 | 0 | 0 | 0 | 0 | 0 | 0 | 0 | 0 | 0 | 0 | 0 | 0 | 0
0 | 0 | 0 | 0 | 0 | 0 | 0 | 0 | 0 | 0 | 0 | 0 | 0 | 0 | 0 | 0
0 | 0 | 0 | 0 | 0 | 0 | 0 | 0 | 0 | 0 | 0 | 0 | 0 | 0 | 0 | 0
0 | 0 | 0 | 0 | 0 | 0 | 0 | 0 | 0 | 0 | 0 | 0 | 0 | 0 | 0 | 0
0 | 0 | 0 | 0 | 0 | 0 | 0 | 0 | 0 | 0 | 0 | 0 | 0 | 0 | 0 | 0
0 | 0 | 0 | 0 | 0 | 0 | 0 | 0 | 0 | 0 | 0 | 0 | 0 | 0 | 0 | 0
0 | 0 | 0 | 0 | 0 | 0 | 0 | 0 | 0 | 0 | 0 | 0 | 0 | 0 | 0 | 0
0 | 0 | 0 | 0 | 0 | 0 | 0 | 0 | 0 | 0 | 0 | 0 | 0 | 0 | 0 | 0
0 | 0 | 0 | 0 | 0 | 0 | 0 | 0 | 0 | 0 | 0 | 0 | 0 | 0 | 0 | 0
0 | 0 | 0 | 0 | 0 | 0 | 0 | 0 | 0 | 0 | 0 | 0 | 0 | 0 | 0 | 0
0 | 0 | 0 | 0 | 0 | 0 | 0 | 0 | 0 | 0 | 0 | 0 | 0 | 0 | 0 | 0
0 | 0 | 0 | 0 | 0 | 0 | 0 | 0 | 0 | 0 | 0 | 0 | 0 | 0 | 0 | 0
0 | 0 | 0 | 0 | 0 | 0 | 0 | 0 | 0 | 0 | 0 | 0 | 0 | 0 | 0 | 0
0 | 0 | 0 | 0 | 0 | 0 | 0 | 0 | 0 | 0 | 0 | 0 | 0 | 0 | 0 | 0
0 | 0 | 0 | 0 | 0 | 0 | 0 | 0 | 0 | 0 | 0 | 0 | 0 | 0 | 0 | 0
0 | 0 | 0 | 0 | 0 | 0 | 0 | 0 | 0 | 0 | 0 | 0 | 0 | 0 | 0 | 0
0 | 0 | 0 | 0 | 0 | 0 | 0 | 0 | 0 | 0 | 0 | 0 | 0 | 0 | 0 | 0
0 | 0 | 0 | 0 | 0 | 0 | 0 | 0 | 0 | 0 | 0 | 0 | 0 | 0 | 0 | 0
0 | 0 | 0 | 0 | 0 | 0 | 0 | 0 | 0 | 0 | 0 | 0 | 0 | 0 | 0 | 0
0 | 0 | 0 | 0 | 0 | 0 | 0 | 0 | 0 | 0 | 0 | 0 | 0 | 0 | 0 | 0
0 | 0 | 0 | 0 | 0 | 0 | 0 | 0 | 0 | 0 | 0 | 0 | 0 | 0 | 0 | 0
0 | 0 | 0 | 0 | 0 | 0 | 0 | 0 | 0 | 0 | 0 | 0 | 0 | 0 | 0 | 0
0 | 0 | 0 | 0 | 0 | 0 | 0 | 0 | 0 | 0 | 0 | 0 | 0 | 0 | 0 | 0
0 | 0 | 0 | 0 | 0 | 0 | 0 | 0 | 0 | 0 | 0 | 0 | 0 | 0 | 0 | 0
0 | 0 | 0 | 0 | 0 | 0 | 0 | 0 | 0 | 0 | 0 | 0 | 0 | 0 | 0 | 0
0 | 0 | 0 | 0 | 0 | 0 | 0 | 0 | 0 | 0 | 0 | 0 | 0 | 0 | 0 | 0
0 | 0 | 0 | 0 | 0 | 0 | 0 | 0 | 0 | 0 | 0 | 0 | 0 | 0 | 0 | 0
0 | 0 | 0 | 0 | 0 | 0 | 0 | 0 | 0 | 0 | 0 | 0 | 0 | 0 | 0 | 0
0 | 0 | 0 | 0 | 0 | 0 | 0 | 0 | 0 | 0 | 0 | 0 | 0 | 0 | 0 | 0
0 | 0 | 0 | 0 | 0 | 0 | 0 | 0 | 0 | 0 | 0 | 0 | 0 | 0 | 0 | 0
0 | 0 | 0 | 0 | 0 | 0 | 0 | 0 | 0 | 0 | 0 | 0 | 0 | 0 | 0 | 0
0 | 0 | 0 | 0 | 0 | 0 | 0 | 0 | 0 | 0 | 0 | 0 | 0 | 0 | 0 | 0
0 | 0 | 0 | 0 | 0 | 0 | 0 | 0 | 0 | 0 | 0 | 0 | 0 | 0 | 0 | 0
0 | 0 | 0 | 0 | 0 | 0 | 0 | 0 | 0 | 0 | 0 | 0 | 0 | 0 | 0 | 0
0 | 0 | 0 | 0 | 0 | 0 | 0 | 0 | 0 | 0 | 0 | 0 | 0 | 0 | 0 | 0
0 | 0 | 0 | 0 | 0 | 0 | 0 | 0 | 0 | 0 | 0 | 0 | 0 | 0 | 0 | 0
0 | 0 | 0 | 0 | 0 | 0 | 0 | 0 | 0 | 0 | 0 | 0 | 0 | 0 | 0 | 0
0 | 0 | 0 | 0 | 0 | 0 | 0 | 0 | 0 | 0 | 0 | 0 | 0 | 0 | 0 | 0
0 | 0 | 0 | 0 | 0 | 0 | 0 | 0 | 0 | 0 | 0 | 0 | 0 | 0 | 0 | 0
0 | 0 | 0 | 0 | 0 | 0 | 0 | 0 | 0 | 0 | 0 | 0 | 0 | 0 | 0 | 0
0 | 0 | 0 | 0 | 0 | 0 | 0 | 0 | 0 | 0 | 0 | 0 | 0 | 0 | 0 | 0
0 | 0 | 0 | 0 | 0 | 0 | 0 | 0 | 0 | 0 | 0 | 0 | 0 | 0 | 0 | 0
0 | 0 | 0 | 0 | 0 | 0 | 0 | 0 | 0 | 0 | 0 | 0 | 0 | 0 | 0 | 0
0 | 0 | 0 | 0 | 0 | 0 | 0 | 0 | 0 | 0 | 0 | 0 | 0 | 0 | 0 | 0
0 | 0 | 0 | 0 | 0 | 0 | 0 | 0 | 0 | 0 | 0 | 0 | 0 | 0 | 0 | 0
0 | 0 | 0 | 0 | 0 | 0 | 0 | 0 | 0 | 0 | 0 | 0 | 0 | 0 | 0 | 0
0 | 0 | 0 | 0 | 0 | 0 | 0 | 0 | 0 | 0 | 0 | 0 | 0 | 0 | 0 | 0
0 | 0 | 0 | 0 | 0 | 0 | 0 | 0 | 0 | 0 | 0 | 0 | 0 | 0 | 0 | 0
0 | 0 | 0 | 0 | 0 | 0 | 0 | 0 | 0 | 0 | 0 | 0 | 0 | 0 | 0 | 0
0 | 0 | 0 | 0 | 0 | 0 | 0 | 0 | 0 | 0 | 0 | 0 | 0 | 0 | 0 | 0
0 | 0 | 0 | 0 | 0 | 0 | 0 | 0 | 0 | 0 | 0 | 0 | 0 | 0 | 0 | 0
0 | 0 | 0 | 0 | 0 | 0 | 0 | 0 | 0 | 0 | 0 | 0 | 0 | 0 | 0 | 0
0 | 0 | 0 | 0 | 0 | 0 | 0 | 0 | 0 | 0 | 0 | 0 | 0 | 0 | 0 | 0
0 | 0 | 0 | 0 | 0 | 0 | 0 | 0 | 0 | 0 | 0 | 0 | 0 | 0 | 0 | 0
0 | 0 | 0 | 0 | 0 | 0 | 0 | 0 | 0 | 0 | 0 | 0 | 0 | 0 | 0 | 0
0 | 0 | 0 | 0 | 0 | 0 | 0 | 0 | 0 | 0 | 0 | 0 | 0 | 0 | 0 | 0
0 | 0 | 0 | 0 | 0 | 0 | 0 | 0 | 0 | 0 | 0 | 0 | 0 | 0 | 0 | 0
0 | 0 | 0 | 0 | 0 | 0 | 0 | 0 | 0 | 0 | 0 | 0 | 0 | 0 | 0 | 0
0 | 0 | 0 | 0 | 0 | 0 | 0 | 0 | 0 | 0 | 0 | 0 | 0 | 0 | 0 | 0
0 | 0 | 0 | 0 | 0 | 0 | 0 | 0 | 0 | 0 | 0 | 0 | 0 | 0 | 0 | 0
0 | 0 | 0 | 0 | 0 | 0 | 0 | 0 | 0 | 0 | 0 | 0 | 0 | 0 | 0 | 0
0 | 0 | 0 | 0 | 0 | 0 | 0 | 0 | 0 | 0 | 0 | 0 | 0 | 0 | 0 | 0
0 | 0 | 0 | 0 | 0 | 0 | 0 | 0 | 0 | 0 | 0 | 0 | 0 | 0 | 0 | 0
0 | 0 | 0 | 0 | 0 | 0 | 0 | 0 | 0 | 0 | 0 | 0 | 0 | 0 | 0 | 0
0 | 0 | 0 | 0 | 0 | 0 | 0 | 0 | 0 | 0 | 0 | 0 | 0 | 0 | 0 | 0
0 | 0 | 0 | 0 | 0 | 0 | 0 | 0 | 0 | 0 | 0 | 0 | 0 | 0 | 0 | 0
0 | 0 | 0 | 0 | 0 | 0 | 0 | 0 | 0 | 0 | 0 | 0 | 0 | 0 | 0 | 0
0 | 0 | 0 | 0 | 0 | 0 | 0 | 0 | 0 | 0 | 0 | 0 | 0 | 0 | 0 | 0
0 | 0 | 0 | 0 | 0 | 0 | 0 | 0 | 0 | 0 | 0 | 0 | 0 | 0 | 0 | 0
0 | 0 | 0 | 0 | 0 | 0 | 0 | 0 | 0 | 0 | 0 | 0 | 0 | 0 | 0 | 0
0 | 0 | 0 | 0 | 0 | 0 | 0 | 0 | 0 | 0 | 0 | 0 | 0 | 0 | 0 | 0
0 | 0 | 0 | 0 | 0 | 0 | 0 | 0 | 0 | 0 | 0 | 0 | 0 | 0 | 0 | 0
0 | 0 | 0 | 0 | 0 | 0 | 0 | 0 | 0 | 0 | 0 | 0 | 0 | 0 | 0 | 0
0 | 0 | 0 | 0 | 0 | 0 | 0 | 0 | 0 | 0 | 0 | 0 | 0 | 0 | 0 | 0
0 | 0 | 0 | 0 | 0 | 0 | 0 | 0 | 0 | 0 | 0 | 0 | 0 | 0 | 0 | 0
0 | 0 | 0 | 0 | 0 | 0 | 0 | 0 | 0 | 0 | 0 | 0 | 0 | 0 | 0 | 0
0 | 0 | 0 | 0 | 0 | 0 | 0 | 0 | 0 | 0 | 0 | 0 | 0 | 0 | 0 | 0
0 | 0 | 0 | 0 | 0 | 0 | 0 | 0 | 0 | 0 | 0 | 0 | 0 | 0 | 0 | 0
0 | 0 | 0 | 0 | 0 | 0 | 0 | 0 | 0 | 0 | 0 | 0 | 0 | 0 | 0 | 0
0 | 0 | 0 | 0 | 0 | 0 | 0 | 0 | 0 | 0 | 0 | 0 | 0 | 0 | 0 | 0
0 | 0 | 0 | 0 | 0 | 0 | 0 | 0 | 0 | 0 | 0 | 0 | 0 | 0 | 0 | 0
0 | 0 | 0 | 0 | 0 | 0 | 0 | 0 | 0 | 0 | 0 | 0 | 0 | 0 | 0 | 0
0 | 0 | 0 | 0 | 0 | 0 | 0 | 0 | 0 | 0 | 0 | 0 | 0 | 0 | 0 | 0
0 | 0 | 0 | 0 | 0 | 0 | 0 | 0 | 0 | 0 | 0 | 0 | 0 | 0 | 0 | 0
0 | 0 | 0 | 0 | 0 | 0 | 0 | 0 | 0 | 0 | 0 | 0 | 0 | 0 | 0 | 0
0 | 0 | 0 | 0 | 0 | 0 | 0 | 0 | 0 | 0 | 0 | 0 | 0 | 0 | 0 | 0
0 | 0 | 0 | 0 | 0 | 0 | 0 | 0 | 0 | 0 | 0 | 0 | 0 | 0 | 0 | 0
0 | 0 | 0 | 0 | 0 | 0 | 0 | 0 | 0 | 0 | 0 | 0 | 0 | 0 | 0 | 0
0 | 0 | 0 | 0 | 0 | 0 | 0 | 0 | 0 | 0 | 0 | 0 | 0 | 0 | 0 | 0
0 | 0 | 0 | 0 | 0 | 0 | 0 | 0 | 0 | 0 | 0 | 0 | 0 | 0 | 0 | 0
0 | 0 | 0 | 0 | 0 | 0 | 0 | 0 | 0 | 0 | 0 | 0 | 0 | 0 | 0 | 0
0 | 0 | 0 | 0 | 0 | 0 | 0 | 0 | 0 | 0 | 0 | 0 | 0 | 0 | 0 | 0
0 | 0 | 0 | 0 | 0 | 0 | 0 | 0 | 0 | 0 | 0 | 0 | 0 | 0 | 0 | 0
0 | 0 | 0 | 0 | 0 | 0 | 0 | 0 | 0 | 0 | 0 | 0 | 0 | 0 | 0 | 0
0 | 0 | 0 | 0 | 0 | 0 | 0 | 0 | 0 | 0 | 0 | 0 | 0 | 0 | 0 | 0
0 | 0 | 0 | 0 | 0 | 0 | 0 | 0 | 0 | 0 | 0 | 0 | 0 | 0 | 0 | 0
0 | 0 | 0 | 0 | 0 | 0 | 0 | 0 | 0 | 0 | 0 | 0 | 0 | 0 | 0 | 0
0 | 0 | 0 | 0 | 0 | 0 | 0 | 0 | 0 | 0 | 0 | 0 | 0 | 0 | 0 | 0
0 | 0 | 0 | 0 | 0 | 0 | 0 | 0 | 0 | 0 | 0 | 0 | 0 | 0 | 0 | 0
0 | 0 | 0 | 0 | 0 | 0 | 0 | 0 | 0 | 0 | 0 | 0 | 0 | 0 | 0 | 0
0 | 0 | 0 | 0 | 0 | 0 | 0 | 0 | 0 | 0 | 0 | 0 | 0 | 0 | 0 | 0
0 | 0 | 0 | 0 | 0 | 0 | 0 | 0 | 0 | 0 | 0 | 0 | 0 | 0 | 0 | 0
0 | 0 | 0 | 0 | 0 | 0 | 0 | 0 | 0 | 0 | 0 | 0 | 0 | 0 | 0 | 0
0 | 0 | 0 | 0 | 0 | 0 | 0 | 0 | 0 | 0 | 0 | 0 | 0 | 0 | 0 | 0
0 | 0 | 0 | 0 | 0 | 0 | 0 | 0 | 0 | 0 | 0 | 0 | 0 | 0 | 0 | 0
0 | 0 | 0 | 0 | 0 | 0 | 0 | 0 | 0 | 0 | 0 | 0 | 0 | 0 | 0 | 0
0 | 0 | 0 | 0 | 0 | 0 | 0 | 0 | 0 | 0 | 0 | 0 | 0 | 0 | 0 | 0
0 | 0 | 0 | 0 | 0 | 0 | 0 | 0 | 0 | 0 | 0 | 0 | 0 | 0 | 0 | 0
0 | 0 | 0 | 0 | 0 | 0 | 0 | 0 | 0 | 0 | 0 | 0 | 0 | 0 | 0 | 0
0 | 0 | 0 | 0 | 0 | 0 | 0 | 0 | 0 | 0 | 0 | 0 | 0 | 0 | 0 | 0
0 | 0 | 0 | 0 | 0 | 0 | 0 | 0 | 0 | 0 | 0 | 0 | 0 | 0 | 0 | 0
0 | 0 | 0 | 0 | 0 | 0 | 0 | 0 | 0 | 0 | 0 | 0 | 0 | 0 | 0 | 0
0 | 0 | 0 | 0 | 0 | 0 | 0 | 0 | 0 | 0 | 0 | 0 | 0 | 0 | 0 | 0
0 | 0 | 0 | 0 | 0 | 0 | 0 | 0 | 0 | 0 | 0 | 0 | 0 | 0 | 0 | 0
0 | 0 | 0 | 0 | 0 | 0 | 0 | 0 | 0 | 0 | 0 | 0 | 0 | 0 | 0 | 0
0 | 0 | 0 | 0 | 0 | 0 | 0 | 0 | 0 | 0 | 0 | 0 | 0 | 0 | 0 | 0
0 | 0 | 0 | 0 | 0 | 0 | 0 | 0 | 0 | 0 | 0 | 0 | 0 | 0 | 0 | 0
0 | 0 | 0 | 0 | 0 | 0 | 0 | 0 | 0 | 0 | 0 | 0 | 0 | 0 | 0 | 0
0 | 0 | 0 | 0 | 0 | 0 | 0 | 0 | 0 | 0 | 0 | 0 | 0 | 0 | 0 | 0
0 | 0 | 0 | 0 | 0 | 0 | 0 | 0 | 0 | 0 | 0 | 0 | 0 | 0 | 0 | 0
0 | 0 | 0 | 0 | 0 | 0 | 0 | 0 | 0 | 0 | 0 | 0 | 0 | 0 | 0 | 0
0 | 0 | 0 | 0 | 0 | 0 | 0 | 0 | 0 | 0 | 0 | 0 | 0 | 0 | 0 | 0
0 | 0 | 0 | 0 | 0 | 0 | 0 | 0 | 0 | 0 | 0 | 0 | 0 | 0 | 0 | 0
0 | 0 | 0 | 0 | 0 | 0 | 0 | 0 | 0 | 0 | 0 | 0 | 0 | 0 | 0 | 0
0 | 0 | 0 | 0 | 0 | 0 | 0 | 0 | 0 | 0 | 0 | 0 | 0 | 0 | 0 | 0
0 | 0 | 0 | 0 | 0 | 0 | 0 | 0 | 0 | 0 | 0 | 0 | 0 | 0 | 0 | 0
0 | 0 | 0 | 0 | 0 | 0 | 0 | 0 | 0 | 0 | 0 | 0 | 0 | 0 | 0 | 0
0 | 0 | 0 | 0 | 0 | 0 | 0 | 0 | 0 | 0 | 0 | 0 | 0 | 0 | 0 | 0
0 | 0 | 0 | 0 | 0 | 0 | 0 | 0 | 0 | 0 | 0 | 0 | 0 | 0 | 0 | 0
0 | 0 | 0 | 0 | 0 | 0 | 0 | 0 | 0 | 0 | 0 | 0 | 0 | 0 | 0 | 0
0 | 0 | 0 | 0 | 0 | 0 | 0 | 0 | 0 | 0 | 0 | 0 | 0 | 0 | 0 | 0
0 | 0 | 0 | 0 | 0 | 0 | 0 | 0 | 0 | 0 | 0 | 0 | 0 | 0 | 0 | 0
0 | 0 | 0 | 0 | 0 | 0 | 0 | 0 | 0 | 0 | 0 | 0 | 0 | 0 | 0 | 0
0 | 0 | 0 | 0 | 0 | 0 | 0 | 0 | 0 | 0 | 0 | 0 | 0 | 0 | 0 | 0
0 | 0 | 0 | 0 | 0 | 0 | 0 | 0 | 0 | 0 | 0 | 0 | 0 | 0 | 0 | 0
0 | 0 | 0 | 0 | 0 | 0 | 0 | 0 | 0 | 0 | 0 | 0 | 0 | 0 | 0 | 0
0 | 0 | 0 | 0 | 0 | 0 | 0 | 0 | 0 | 0 | 0 | 0 | 0 | 0 | 0 | 0
0 | 0 | 0 | 0 | 0 | 0 | 0 | 0 | 0 | 0 | 0 | 0 | 0 | 0 | 0 | 0
0 | 0 | 0 | 0 | 0 | 0 | 0 | 0 | 0 | 0 | 0 | 0 | 0 | 0 | 0 | 0
0 | 0 | 0 | 0 | 0 | 0 | 0 | 0 | 0 | 0 | 0 | 0 | 0 | 0 | 0 | 0
0 | 0 | 0 | 0 | 0 | 0 | 0 | 0 | 0 | 0 | 0 | 0 | 0 | 0 | 0 | 0
0 | 0 | 0 | 0 | 0 | 0 | 0 | 0 | 0 | 0 | 0 | 0 | 0 | 0 | 0 | 0
0 | 0 | 0 | 0 | 0 | 0 | 0 | 0 | 0 | 0 | 0 | 0 | 0 | 0 | 0 | 0
0 | 0 | 0 | 0 | 0 | 0 | 0 | 0 | 0 | 0 | 0 | 0 | 0 | 0 | 0 | 0
0 | 0 | 0 | 0 | 0 | 0 | 0 | 0 | 0 | 0 | 0 | 0 | 0 | 0 | 0 | 0
0 | 0 | 0 | 0 | 0 | 0 | 0 | 0 | 0 | 0 | 0 | 0 | 0 | 0 | 0 | 0
0 | 0 | 0 | 0 | 0 | 0 | 0 | 0 | 0 | 0 | 0 | 0 | 0 | 0 | 0 | 0
0 | 0 | 0 | 0 | 0 | 0 | 0 | 0 | 0 | 0 | 0 | 0 | 0 | 0 | 0 | 0
0 | 0 | 0 | 0 | 0 | 0 | 0 | 0 | 0 | 0 | 0 | 0 | 0 | 0 | 0 | 0
0 | 0 | 0 | 0 | 0 | 0 | 0 | 0 | 0 | 0 | 0 | 0 | 0 | 0 | 0 | 0
0 | 0 | 0 | 0 | 0 | 0 | 0 | 0 | 0 | 0 | 0 | 0 | 0 | 0 | 0 | 0
0 | 0 | 0 | 0 | 0 | 0 | 0 | 0 | 0 | 0 | 0 | 0 | 0 | 0 | 0 | 0
0 | 0 | 0 | 0 | 0 | 0 | 0 | 0 | 0 | 0 | 0 | 0 | 0 | 0 | 0 | 0
0 | 0 | 0 | 0 | 0 | 0 | 0 | 0 | 0 | 0 | 0 | 0 | 0 | 0 | 0 | 0
0 | 0 | 0 | 0 | 0 | 0 | 0 | 0 | 0 | 0 | 0 | 0 | 0 | 0 | 0 | 0
0 | 0 | 0 | 0 | 0 | 0 | 0 | 0 | 0 | 0 | 0 | 0 | 0 | 0 | 0 | 0
0 | 0 | 0 | 0 | 0 | 0 | 0 | 0 | 0 | 0 | 0 | 0 | 0 | 0 | 0 | 0
0 | 0 | 0 | 0 | 0 | 0 | 0 | 0 | 0 | 0 | 0 | 0 | 0 | 0 | 0 | 0
0 | 0 | 0 | 0 | 0 | 0 | 0 | 0 | 0 | 0 | 0 | 0 | 0 | 0 | 0 | 0
0 | 0 | 0 | 0 | 0 | 0 | 0 | 0 | 0 | 0 | 0 | 0 | 0 | 0 | 0 | 0
0 | 0 | 0 | 0 | 0 | 0 | 0 | 0 | 0 | 0 | 0 | 0 | 0 | 0 | 0 | 0
0 | 0 | 0 | 0 | 0 | 0 | 0 | 0 | 0 | 0 | 0 | 0 | 0 | 0 | 0 | 0
0 | 0 | 0 | 0 | 0 | 0 | 0 | 0 | 0 | 0 | 0 | 0 | 0 | 0 | 0 | 0
0 | 0 | 0 | 0 | 0 | 0 | 0 | 0 | 0 | 0 | 0 | 0 | 0 | 0 | 0 | 0
0 | 0 | 0 | 0 | 0 | 0 | 0 | 0 | 0 | 0 | 0 | 0 | 0 | 0 | 0 | 0
0 | 0 | 0 | 0 | 0 | 0 | 0 | 0 | 0 | 0 | 0 | 0 | 0 | 0 | 0 | 0
0 | 0 | 0 | 0 | 0 | 0 | 0 | 0 | 0 | 0 | 0 | 0 | 0 | 0 | 0 | 0
0 | 0 | 0 | 0 | 0 | 0 | 0 | 0 | 0 | 0 | 0 | 0 | 0 | 0 | 0 | 0
0 | 0 | 0 | 0 | 0 | 0 | 0 | 0 | 0 | 0 | 0 | 0 | 0 | 0 | 0 | 0
0 | 0 | 0 | 0 | 0 | 0 | 0 | 0 | 0 | 0 | 0 | 0 | 0 | 0 | 0 | 0
0 | 0 | 0 | 0 | 0 | 0 | 0 | 0 | 0 | 0 | 0 | 0 | 0 | 0 | 0 | 0
0 | 0 | 0 | 0 | 0 | 0 | 0 | 0 | 0 | 0 | 0 | 0 | 0 | 0 | 0 | 0
0 | 0 | 0 | 0 | 0 | 0 | 0 | 0 | 0 | 0 | 0 | 0 | 0 | 0 | 0 | 0
0 | 0 | 0 | 0 | 0 | 0 | 0 | 0 | 0 | 0 | 0 | 0 | 0 | 0 | 0 | 0
0 | 0 | 0 | 0 | 0 | 0 | 0 | 0 | 0 | 0 | 0 | 0 | 0 | 0 | 0 | 0
0 | 0 | 0 | 0 | 0 | 0 | 0 | 0 | 0 | 0 | 0 | 0 | 0 | 0 | 0 | 0
0 | 0 | 0 | 0 | 0 | 0 | 0 | 0 | 0 | 0 | 0 | 0 | 0 | 0 | 0 | 0
0 | 0 | 0 | 0 | 0 | 0 | 0 | 0 | 0 | 0 | 0 | 0 | 0 | 0 | 0 | 0
0 | 0 | 0 | 0 | 0 | 0 | 0 | 0 | 0 | 0 | 0 | 0 | 0 | 0 | 0 | 0
0 | 0 | 0 | 0 | 0 | 0 | 0 | 0 | 0 | 0 | 0 | 0 | 0 | 0 | 0 | 0
0 | 0 | 0 | 0 | 0 | 0 | 0 | 0 | 0 | 0 | 0 | 0 | 0 | 0 | 0 | 0
0 | 0 | 0 | 0 | 0 | 0 | 0 | 0 | 0 | 0 | 0 | 0 | 0 | 0 | 0 | 0
0 | 0 | 0 | 0 | 0 | 0 | 0 | 0 | 0 | 0 | 0 | 0 | 0 | 0 | 0 | 0
0 | 0 | 0 | 0 | 0 | 0 | 0 | 0 | 0 | 0 | 0 | 0 | 0 | 0 | 0 | 0
0 | 0 | 0 | 0 | 0 | 0 | 0 | 0 | 0 | 0 | 0 | 0 | 0 | 0 | 0 | 0
0 | 0 | 0 | 0 | 0 | 0 | 0 | 0 | 0 | 0 | 0 | 0 | 0 | 0 | 0 | 0
0 | 0 | 0 | 0 | 0 | 0 | 0 | 0 | 0 | 0 | 0 | 0 | 0 | 0 | 0 | 0
0 | 0 | 0 | 0 | 0 | 0 | 0 | 0 | 0 | 0 | 0 | 0 | 0 | 0 | 0 | 0
0 | 0 | 0 | 0 | 0 | 0 | 0 | 0 | 0 | 0 | 0 | 0 | 0 | 0 | 0 | 0
0 | 0 | 0 | 0 | 0 | 0 | 0 | 0 | 0 | 0 | 0 | 0 | 0 | 0 | 0 | 0
0 | 0 | 0 | 0 | 0 | 0 | 0 | 0 | 0 | 0 | 0 | 0 | 0 | 0 | 0 | 0
0 | 0 | 0 | 0 | 0 | 0 | 0 | 0 | 0 | 0 | 0 | 0 | 0 | 0 | 0 | 0
0 | 0 | 0 | 0 | 0 | 0 | 0 | 0 | 0 | 0 | 0 | 0 | 0 | 0 | 0 | 0
0 | 0 | 0 | 0 | 0 | 0 | 0 | 0 | 0 | 0 | 0 | 0 | 0 | 0 | 0 | 0
0 | 0 | 0 | 0 | 0 | 0 | 0 | 0 | 0 | 0 | 0 | 0 | 0 | 0 | 0 | 0
0 | 0 | 0 | 0 | 0 | 0 | 0 | 0 | 0 | 0 | 0 | 0 | 0 | 0 | 0 | 0
0 | 0 | 0 | 0 | 0 | 0 | 0 | 0 | 0 | 0 | 0 | 0 | 0 | 0 | 0 | 0
0 | 0 | 0 | 0 | 0 | 0 | 0 | 0 | 0 | 0 | 0 | 0 | 0 | 0 | 0 | 0
0 | 0 | 0 | 0 | 0 | 0 | 0 | 0 | 0 | 0 | 0 | 0 | 0 | 0 | 0 | 0
0 | 0 | 0 | 0 | 0 | 0 | 0 | 0 | 0 | 0 | 0 | 0 | 0 | 0 | 0 | 0
0 | 0 | 0 | 0 | 0 | 0 | 0 | 0 | 0 | 0 | 0 | 0 | 0 | 0 | 0 | 0
0 | 0 | 0 | 0 | 0 | 0 | 0 | 0 | 0 | 0 | 0 | 0 | 0 | 0 | 0 | 0
0 | 0 | 0 | 0 | 0 | 0 | 0 | 0 | 0 | 0 | 0 | 0 | 0 | 0 | 0 | 0
0 | 0 | 0 | 0 | 0 | 0 | 0 | 0 | 0 | 0 | 0 | 0 | 0 | 0 | 0 | 0
0 | 0 | 0 | 0 | 0 | 0 | 0 | 0 | 0 | 0 | 0 | 0 | 0 | 0 | 0 | 0
0 | 0 | 0 | 0 | 0 | 0 | 0 | 0 | 0 | 0 | 0 | 0 | 0 | 0 | 0 | 0
0 | 0 | 0 | 0 | 0 | 0 | 0 | 0 | 0 | 0 | 0 | 0 | 0 | 0 | 0 | 0
0 | 0 | 0 | 0 | 0 | 0 | 0 | 0 | 0 | 0 | 0 | 0 | 0 | 0 | 0 | 0
0 | 0 | 0 | 0 | 0 | 0 | 0 | 0 | 0 | 0 | 0 | 0 | 0 | 0 | 0 | 0
0 | 0 | 0 | 0 | 0 | 0 | 0 | 0 | 0 | 0 | 0 | 0 | 0 | 0 | 0 | 0
0 | 0 | 0 | 0 | 0 | 0 | 0 | 0 | 0 | 0 | 0 | 0 | 0 | 0 | 0 | 0
0 | 0 | 0 | 0 | 0 | 0 | 0 | 0 | 0 | 0 | 0 | 0 | 0 | 0 | 0 | 0
0 | 0 | 0 | 0 | 0 | 0 | 0 | 0 | 0 | 0 | 0 | 0 | 0 | 0 | 0 | 0
0 | 0 | 0 | 0 | 0 | 0 | 0 | 0 | 0 | 0 | 0 | 0 | 0 | 0 | 0 | 0
0 | 0 | 0 | 0 | 0 | 0 | 0 | 0 | 0 | 0 | 0 | 0 | 0 | 0 | 0 | 0
0 | 0 | 0 | 0 | 0 | 0 | 0 | 0 | 0 | 0 | 0 | 0 | 0 | 0 | 0 | 0
0 | 0 | 0 | 0 | 0 | 0 | 0 | 0 | 0 | 0 | 0 | 0 | 0 | 0 | 0 | 0
0 | 0 | 0 | 0 | 0 | 0 | 0 | 0 | 0 | 0 | 0 | 0 | 0 | 0 | 0 | 0
0 | 0 | 0 | 0 | 0 | 0 | 0 | 0 | 0 | 0 | 0 | 0 | 0 | 0 | 0 | 0
0 | 0 | 0 | 0 | 0 | 0 | 0 | 0 | 0 | 0 | 0 | 0 | 0 | 0 | 0 | 0
0 | 0 | 0 | 0 | 0 | 0 | 0 | 0 | 0 | 0 | 0 | 0 | 0 | 0 | 0 | 0
0 | 0 | 0 | 0 | 0 | 0 | 0 | 0 | 0 | 0 | 0 | 0 | 0 | 0 | 0 | 0
0 | 0 | 0 | 0 | 0 | 0 | 0 | 0 | 0 | 0 | 0 | 0 | 0 | 0 | 0 | 0
0 | 0 | 0 | 0 | 0 | 0 | 0 | 0 | 0 | 0 | 0 | 0 | 0 | 0 | 0 | 0
0 | 0 | 0 | 0 | 0 | 0 | 0 | 0 | 0 | 0 | 0 | 0 | 0 | 0 | 0 | 0
0 | 0 | 0 | 0 | 0 | 0 | 0 | 0 | 0 | 0 | 0 | 0 | 0 | 0 | 0 | 0
0 | 0 | 0 | 0 | 0 | 0 | 0 | 0 | 0 | 0 | 0 | 0 | 0 | 0 | 0 | 0
0 | 0 | 0 | 0 | 0 | 0 | 0 | 0 | 0 | 0 | 0 | 0 | 0 | 0 | 0 | 0
0 | 0 | 0 | 0 | 0 | 0 | 0 | 0 | 0 | 0 | 0 | 0 | 0 | 0 | 0 | 0
0 | 0 | 0 | 0 | 0 | 0 | 0 | 0 | 0 | 0 | 0 | 0 | 0 | 0 | 0 | 0
0 | 0 | 0 | 0 | 0 | 0 | 0 | 0 | 0 | 0 | 0 | 0 | 0 | 0 | 0 | 0
0 | 0 | 0 | 0 | 0 | 0 | 0 | 0 | 0 | 0 | 0 | 0 | 0 | 0 | 0 | 0
0 | 0 | 0 | 0 | 0 | 0 | 0 | 0 | 0 | 0 | 0 | 0 | 0 | 0 | 0 | 0
0 | 0 | 0 | 0 | 0 | 0 | 0 | 0 | 0 | 0 | 0 | 0 | 0 | 0 | 0 | 0
0 | 0 | 0 | 0 | 0 | 0 | 0 | 0 | 0 | 0 | 0 | 0 | 0 | 0 | 0 | 0
0 | 0 | 0 | 0 | 0 | 0 | 0 | 0 | 0 | 0 | 0 | 0 | 0 | 0 | 0 | 0
0 | 0 | 0 | 0 | 0 | 0 | 0 | 0 | 0 | 0 | 0 | 0 | 0 | 0 | 0 | 0
0 | 0 | 0 | 0 | 0 | 0 | 0 | 0 | 0 | 0 | 0 | 0 | 0 | 0 | 0 | 0
0 | 0 | 0 | 0 | 0 | 0 | 0 | 0 | 0 | 0 | 0 | 0 | 0 | 0 | 0 | 0
0 | 0 | 0 | 0 | 0 | 0 | 0 | 0 | 0 | 0 | 0 | 0 | 0 | 0 | 0 | 0
0 | 0 | 0 | 0 | 0 | 0 | 0 | 0 | 0 | 0 | 0 | 0 | 0 | 0 | 0 | 0
0 | 0 | 0 | 0 | 0 | 0 | 0 | 0 | 0 | 0 | 0 | 0 | 0 | 0 | 0 | 0
0 | 0 | 0 | 0 | 0 | 0 | 0 | 0 | 0 | 0 | 0 | 0 | 0 | 0 | 0 | 0
0 | 0 | 0 | 0 | 0 | 0 | 0 | 0 | 0 | 0 | 0 | 0 | 0 | 0 | 0 | 0
0 | 0 | 0 | 0 | 0 | 0 | 0 | 0 | 0 | 0 | 0 | 0 | 0 | 0 | 0 | 0
0 | 0 | 0 | 0 | 0 | 0 | 0 | 0 | 0 | 0 | 0 | 0 | 0 | 0 | 0 | 0
0 | 0 | 0 | 0 | 0 | 0 | 0 | 0 | 0 | 0 | 0 | 0 | 0 | 0 | 0 | 0
0 | 0 | 0 | 0 | 0 | 0 | 0 | 0 | 0 | 0 | 0 | 0 | 0 | 0 | 0 | 0
0 | 0 | 0 | 0 | 0 | 0 | 0 | 0 | 0 | 0 | 0 | 0 | 0 | 0 | 0 | 0
0 | 0 | 0 | 0 | 0 | 0 | 0 | 0 | 0 | 0 | 0 | 0 | 0 | 0 | 0 | 0
0 | 0 | 0 | 0 | 0 | 0 | 0 | 0 | 0 | 0 | 0 | 0 | 0 | 0 | 0 | 0
0 | 0 | 0 | 0 | 0 | 0 | 0 | 0 | 0 | 0 | 0 | 0 | 0 | 0 | 0 | 0
0 | 0 | 0 | 0 | 0 | 0 | 0 | 0 | 0 | 0 | 0 | 0 | 0 | 0 | 0 | 0
0 | 0 | 0 | 0 | 0 | 0 | 0 | 0 | 0 | 0 | 0 | 0 | 0 | 0 | 0 | 0
0 | 0 | 0 | 0 | 0 | 0 | 0 | 0 | 0 | 0 | 0 | 0 | 0 | 0 | 0 | 0
0 | 0 | 0 | 0 | 0 | 0 | 0 | 0 | 0 | 0 | 0 | 0 | 0 | 0 | 0 | 0
0 | 0 | 0 | 0 | 0 | 0 | 0 | 0 | 0 | 0 | 0 | 0 | 0 | 0 | 0 | 0
0 | 0 | 0 | 0 | 0 | 0 | 0 | 0 | 0 | 0 | 0 | 0 | 0 | 0 | 0 | 0
0 | 0 | 0 | 0 | 0 | 0 | 0 | 0 | 0 | 0 | 0 | 0 | 0 | 0 | 0 | 0
0 | 0 | 0 | 0 | 0 | 0 | 0 | 0 | 0 | 0 | 0 | 0 | 0 | 0 | 0 | 0
0 | 0 | 0 | 0 | 0 | 0 | 0 | 0 | 0 | 0 | 0 | 0 | 0 | 0 | 0 | 0
0 | 0 | 0 | 0 | 0 | 0 | 0 | 0 | 0 | 0 | 0 | 0 | 0 | 0 | 0 | 0
0 | 0 | 0 | 0 | 0 | 0 | 0 | 0 | 0 | 0 | 0 | 0 | 0 | 0 | 0 | 0
0 | 0 | 0 | 0 | 0 | 0 | 0 | 0 | 0 | 0 | 0 | 0 | 0 | 0 | 0 | 0
0 | 0 | 0 | 0 | 0 | 0 | 0 | 0 | 0 | 0 | 0 | 0 | 0 | 0 | 0 | 0
0 | 0 | 0 | 0 | 0 | 0 | 0 | 0 | 0 | 0 | 0 | 0 | 0 | 0 | 0 | 0
0 | 0 | 0 | 0 | 0 | 0 | 0 | 0 | 0 | 0 | 0 | 0 | 0 | 0 | 0 | 0
0 | 0 | 0 | 0 | 0 | 0 | 0 | 0 | 0 | 0 | 0 | 0 | 0 | 0 | 0 | 0
0 | 0 | 0 | 0 | 0 | 0 | 0 | 0 | 0 | 0 | 0 | 0 | 0 | 0 | 0 | 0
0 | 0 | 0 | 0 | 0 | 0 | 0 | 0 | 0 | 0 | 0 | 0 | 0 | 0 | 0 | 0
0 | 0 | 0 | 0 | 0 | 0 | 0 | 0 | 0 | 0 | 0 | 0 | 0 | 0 | 0 | 0
0 | 0 | 0 | 0 | 0 | 0 | 0 | 0 | 0 | 0 | 0 | 0 | 0 | 0 | 0 | 0
0 | 0 | 0 | 0 | 0 | 0 | 0 | 0 | 0 | 0 | 0 | 0 | 0 | 0 | 0 | 0
0 | 0 | 0 | 0 | 0 | 0 | 0 | 0 | 0 | 0 | 0 | 0 | 0 | 0 | 0 | 0
0 | 0 | 0 | 0 | 0 | 0 | 0 | 0 | 0 | 0 | 0 | 0 | 0 | 0 | 0 | 0
0 | 0 | 0 | 0 | 0 | 0 | 0 | 0 | 0 | 0 | 0 | 0 | 0 | 0 | 0 | 0
0 | 0 | 0 | 0 | 0 | 0 | 0 | 0 | 0 | 0 | 0 | 0 | 0 | 0 | 0 | 0
0 | 0 | 0 | 0 | 0 | 0 | 0 | 0 | 0 | 0 | 0 | 0 | 0 | 0 | 0 | 0
0 | 0 | 0 | 0 | 0 | 0 | 0 | 0 | 0 | 0 | 0 | 0 | 0 | 0 | 0 | 0
0 | 0 | 0 | 0 | 0 | 0 | 0 | 0 | 0 | 0 | 0 | 0 | 0 | 0 | 0 | 0
0 | 0 | 0 | 0 | 0 | 0 | 0 | 0 | 0 | 0 | 0 | 0 | 0 | 0 | 0 | 0
0 | 0 | 0 | 0 | 0 | 0 | 0 | 0 | 0 | 0 | 0 | 0 | 0 | 0 | 0 | 0
0 | 0 | 0 | 0 | 0 | 0 | 0 | 0 | 0 | 0 | 0 | 0 | 0 | 0 | 0 | 0
0 | 0 | 0 | 0 | 0 | 0 | 0 | 0 | 0 | 0 | 0 | 0 | 0 | 0 | 0 | 0
0 | 0 | 0 | 0 | 0 | 0 | 0 | 0 | 0 | 0 | 0 | 0 | 0 | 0 | 0 | 0
0 | 0 | 0 | 0 | 0 | 0 | 0 | 0 | 0 | 0 | 0 | 0 | 0 | 0 | 0 | 0
0 | 0 | 0 | 0 | 0 | 0 | 0 | 0 | 0 | 0 | 0 | 0 | 0 | 0 | 0 | 0
0 | 0 | 0 | 0 | 0 | 0 | 0 | 0 | 0 | 0 | 0 | 0 | 0 | 0 | 0 | 0
0 | 0 | 0 | 0 | 0 | 0 | 0 | 0 | 0 | 0 | 0 | 0 | 0 | 0 | 0 | 0
0 | 0 | 0 | 0 | 0 | 0 | 0 | 0 | 0 | 0 | 0 | 0 | 0 | 0 | 0 | 0
0 | 0 | 0 | 0 | 0 | 0 | 0 | 0 | 0 | 0 | 0 | 0 | 0 | 0 | 0 | 0
0 | 0 | 0 | 0 | 0 | 0 | 0 | 0 | 0 | 0 | 0 | 0 | 0 | 0 | 0 | 0
0 | 0 | 0 | 0 | 0 | 0 | 0 | 0 | 0 | 0 | 0 | 0 | 0 | 0 | 0 | 0
0 | 0 | 0 | 0 | 0 | 0 | 0 | 0 | 0 | 0 | 0 | 0 | 0 | 0 | 0 | 0
0 | 0 | 0 | 0 | 0 | 0 | 0 | 0 | 0 | 0 | 0 | 0 | 0 | 0 | 0 | 0
0 | 0 | 0 | 0 | 0 | 0 | 0 | 0 | 0 | 0 | 0 | 0 | 0 | 0 | 0 | 0
0 | 0 | 0 | 0 | 0 | 0 | 0 | 0 | 0 | 0 | 0 | 0 | 0 | 0 | 0 | 0
0 | 0 | 0 | 0 | 0 | 0 | 0 | 0 | 0 | 0 | 0 | 0 | 0 | 0 | 0 | 0
0 | 0 | 0 | 0 | 0 | 0 | 0 | 0 | 0 | 0 | 0 | 0 | 0 | 0 | 0 | 0
0 | 0 | 0 | 0 | 0 | 0 | 0 | 0 | 0 | 0 | 0 | 0 | 0 | 0 | 0 | 0
0 | 0 | 0 | 0 | 0 | 0 | 0 | 0 | 0 | 0 | 0 | 0 | 0 | 0 | 0 | 0
0 | 0 | 0 | 0 | 0 | 0 | 0 | 0 | 0 | 0 | 0 | 0 | 0 | 0 | 0 | 0
0 | 0 | 0 | 0 | 0 | 0 | 0 | 0 | 0 | 0 | 0 | 0 | 0 | 0 | 0 | 0
0 | 0 | 0 | 0 | 0 | 0 | 0 | 0 | 0 | 0 | 0 | 0 | 0 | 0 | 0 | 0
0 | 0 | 0 | 0 | 0 | 0 | 0 | 0 | 0 | 0 | 0 | 0 | 0 | 0 | 0 | 0
0 | 0 | 0 | 0 | 0 | 0 | 0 | 0 | 0 | 0 | 0 | 0 | 0 | 0 | 0 | 0
0 | 0 | 0 | 0 | 0 | 0 | 0 | 0 | 0 | 0 | 0 | 0 | 0 | 0 | 0 | 0
0 | 0 | 0 | 0 | 0 | 0 | 0 | 0 | 0 | 0 | 0 | 0 | 0 | 0 | 0 | 0
0 | 0 | 0 | 0 | 0 | 0 | 0 | 0 | 0 | 0 | 0 | 0 | 0 | 0 | 0 | 0
0 | 0 | 0 | 0 | 0 | 0 | 0 | 0 | 0 | 0 | 0 | 0 | 0 | 0 | 0 | 0
0 | 0 | 0 | 0 | 0 | 0 | 0 | 0 | 0 | 0 | 0 | 0 | 0 | 0 | 0 | 0
0 | 0 | 0 | 0 | 0 | 0 | 0 | 0 | 0 | 0 | 0 | 0 | 0 | 0 | 0 | 0
0 | 0 | 0 | 0 | 0 | 0 | 0 | 0 | 0 | 0 | 0 | 0 | 0 | 0 | 0 | 0
0 | 0 | 0 | 0 | 0 | 0 | 0 | 0 | 0 | 0 | 0 | 0 | 0 | 0 | 0 | 0
0 | 0 | 0 | 0 | 0 | 0 | 0 | 0 | 0 | 0 | 0 | 0 | 0 | 0 | 0 | 0
0 | 0 | 0 | 0 | 0 | 0 | 0 | 0 | 0 | 0 | 0 | 0 | 0 | 0 | 0 | 0
0 | 0 | 0 | 0 | 0 | 0 | 0 | 0 | 0 | 0 | 0 | 0 | 0 | 0 | 0 | 0
0 | 0 | 0 | 0 | 0 | 0 | 0 | 0 | 0 | 0 | 0 | 0 | 0 | 0 | 0 | 0
0 | 0 | 0 | 0 | 0 | 0 | 0 | 0 | 0 | 0 | 0 | 0 | 0 | 0 | 0 | 0
0 | 0 | 0 | 0 | 0 | 0 | 0 | 0 | 0 | 0 | 0 | 0 | 0 | 0 | 0 | 0
0 | 0 | 0 | 0 | 0 | 0 | 0 | 0 | 0 | 0 | 0 | 0 | 0 | 0 | 0 | 0
0 | 0 | 0 | 0 | 0 | 0 | 0 | 0 | 0 | 0 | 0 | 0 | 0 | 0 | 0 | 0
0 | 0 | 0 | 0 | 0 | 0 | 0 | 0 | 0 | 0 | 0 | 0 | 0 | 0 | 0 | 0
0 | 0 | 0 | 0 | 0 | 0 | 0 | 0 | 0 | 0 | 0 | 0 | 0 | 0 | 0 | 0
0 | 0 | 0 | 0 | 0 | 0 | 0 | 0 | 0 | 0 | 0 | 0 | 0 | 0 | 0 | 0
0 | 0 | 0 | 0 | 0 | 0 | 0 | 0 | 0 | 0 | 0 | 0 | 0 | 0 | 0 | 0
0 | 0 | 0 | 0 | 0 | 0 | 0 | 0 | 0 | 0 | 0 | 0 | 0 | 0 | 0 | 0
0 | 0 | 0 | 0 | 0 | 0 | 0 | 0 | 0 | 0 | 0 | 0 | 0 | 0 | 0 | 0
0 | 0 | 0 | 0 | 0 | 0 | 0 | 0 | 0 | 0 | 0 | 0 | 0 | 0 | 0 | 0
0 | 0 | 0 | 0 | 0 | 0 | 0 | 0 | 0 | 0 | 0 | 0 | 0 | 0 | 0 | 0
0 | 0 | 0 | 0 | 0 | 0 | 0 | 0 | 0 | 0 | 0 | 0 | 0 | 0 | 0 | 0
0 | 0 | 0 | 0 | 0 | 0 | 0 | 0 | 0 | 0 | 0 | 0 | 0 | 0 | 0 | 0
0 | 0 | 0 | 0 | 0 | 0 | 0 | 0 | 0 | 0 | 0 | 0 | 0 | 0 | 0 | 0
0 | 0 | 0 | 0 | 0 | 0 | 0 | 0 | 0 | 0 | 0 | 0 | 0 | 0 | 0 | 0
0 | 0 | 0 | 0 | 0 | 0 | 0 | 0 | 0 | 0 | 0 | 0 | 0 | 0 | 0 | 0
0 | 0 | 0 | 0 | 0 | 0 | 0 | 0 | 0 | 0 | 0 | 0 | 0 | 0 | 0 | 0
0 | 0 | 0 | 0 | 0 | 0 | 0 | 0 | 0 | 0 | 0 | 0 | 0 | 0 | 0 | 0
0 | 0 | 0 | 0 | 0 | 0 | 0 | 0 | 0 | 0 | 0 | 0 | 0 | 0 | 0 | 0
0 | 0 | 0 | 0 | 0 | 0 | 0 | 0 | 0 | 0 | 0 | 0 | 0 | 0 | 0 | 0
0 | 0 | 0 | 0 | 0 | 0 | 0 | 0 | 0 | 0 | 0 | 0 | 0 | 0 | 0 | 0
0 | 0 | 0 | 0 | 0 | 0 | 0 | 0 | 0 | 0 | 0 | 0 | 0 | 0 | 0 | 0
0 | 0 | 0 | 0 | 0 | 0 | 0 | 0 | 0 | 0 | 0 | 0 | 0 | 0 | 0 | 0
0 | 0 | 0 | 0 | 0 | 0 | 0 | 0 | 0 | 0 | 0 | 0 | 0 | 0 | 0 | 0
0 | 0 | 0 | 0 | 0 | 0 | 0 | 0 | 0 | 0 | 0 | 0 | 0 | 0 | 0 | 0
0 | 0 | 0 | 0 | 0 | 0 | 0 | 0 | 0 | 0 | 0 | 0 | 0 | 0 | 0 | 0
0 | 0 | 0 | 0 | 0 | 0 | 0 | 0 | 0 | 0 | 0 | 0 | 0 | 0 | 0 | 0
0 | 0 | 0 | 0 | 0 | 0 | 0 | 0 | 0 | 0 | 0 | 0 | 0 | 0 | 0 | 0
0 | 0 | 0 | 0 | 0 | 0 | 0 | 0 | 0 | 0 | 0 | 0 | 0 | 0 | 0 | 0
0 | 0 | 0 | 0 | 0 | 0 | 0 | 0 | 0 | 0 | 0 | 0 | 0 | 0 | 0 | 0
0 | 0 | 0 | 0 | 0 | 0 | 0 | 0 | 0 | 0 | 0 | 0 | 0 | 0 | 0 | 0
0 | 0 | 0 | 0 | 0 | 0 | 0 | 0 | 0 | 0 | 0 | 0 | 0 | 0 | 0 | 0
0 | 0 | 0 | 0 | 0 | 0 | 0 | 0 | 0 | 0 | 0 | 0 | 0 | 0 | 0 | 0
0 | 0 | 0 | 0 | 0 | 0 | 0 | 0 | 0 | 0 | 0 | 0 | 0 | 0 | 0 | 0
0 | 0 | 0 | 0 | 0 | 0 | 0 | 0 | 0 | 0 | 0 | 0 | 0 | 0 | 0 | 0
0 | 0 | 0 | 0 | 0 | 0 | 0 | 0 | 0 | 0 | 0 | 0 | 0 | 0 | 0 | 0
0 | 0 | 0 | 0 | 0 | 0 | 0 | 0 | 0 | 0 | 0 | 0 | 0 | 0 | 0 | 0
0 | 0 | 0 | 0 | 0 | 0 | 0 | 0 | 0 | 0 | 0 | 0 | 0 | 0 | 0 | 0
0 | 0 | 0 | 0 | 0 | 0 | 0 | 0 | 0 | 0 | 0 | 0 | 0 | 0 | 0 | 0
0 | 0 | 0 | 0 | 0 | 0 | 0 | 0 | 0 | 0 | 0 | 0 | 0 | 0 | 0 | 0
0 | 0 | 0 | 0 | 0 | 0 | 0 | 0 | 0 | 0 | 0 | 0 | 0 | 0 | 0 | 0
0 | 0 | 0 | 0 | 0 | 0 | 0 | 0 | 0 | 0 | 0 | 0 | 0 | 0 | 0 | 0
0 | 0 | 0 | 0 | 0 | 0 | 0 | 0 | 0 | 0 | 0 | 0 | 0 | 0 | 0 | 0
0 | 0 | 0 | 0 | 0 | 0 | 0 | 0 | 0 | 0 | 0 | 0 | 0 | 0 | 0 | 0
0 | 0 | 0 | 0 | 0 | 0 | 0 | 0 | 0 | 0 | 0 | 0 | 0 | 0 | 0 | 0
0 | 0 | 0 | 0 | 0 | 0 | 0 | 0 | 0 | 0 | 0 | 0 | 0 | 0 | 0 | 0
0 | 0 | 0 | 0 | 0 | 0 | 0 | 0 | 0 | 0 | 0 | 0 | 0 | 0 | 0 | 0
0 | 0 | 0 | 0 | 0 | 0 | 0 | 0 | 0 | 0 | 0 | 0 | 0 | 0 | 0 | 0
0 | 0 | 0 | 0 | 0 | 0 | 0 | 0 | 0 | 0 | 0 | 0 | 0 | 0 | 0 | 0
0 | 0 | 0 | 0 | 0 | 0 | 0 | 0 | 0 | 0 | 0 | 0 | 0 | 0 | 0 | 0
0 | 0 | 0 | 0 | 0 | 0 | 0 | 0 | 0 | 0 | 0 | 0 | 0 | 0 | 0 | 0
0 | 0 | 0 | 0 | 0 | 0 | 0 | 0 | 0 | 0 | 0 | 0 | 0 | 0 | 0 | 0
0 | 0 | 0 | 0 | 0 | 0 | 0 | 0 | 0 | 0 | 0 | 0 | 0 | 0 | 0 | 0
0 | 0 | 0 | 0 | 0 | 0 | 0 | 0 | 0 | 0 | 0 | 0 | 0 | 0 | 0 | 0
0 | 0 | 0 | 0 | 0 | 0 | 0 | 0 | 0 | 0 | 0 | 0 | 0 | 0 | 0 | 0
0 | 0 | 0 | 0 | 0 | 0 | 0 | 0 | 0 | 0 | 0 | 0 | 0 | 0 | 0 | 0
0 | 0 | 0 | 0 | 0 | 0 | 0 | 0 | 0 | 0 | 0 | 0 | 0 | 0 | 0 | 0
0 | 0 | 0 | 0 | 0 | 0 | 0 | 0 | 0 | 0 | 0 | 0 | 0 | 0 | 0 | 0
0 | 0 | 0 | 0 | 0 | 0 | 0 | 0 | 0 | 0 | 0 | 0 | 0 | 0 | 0 | 0
0 | 0 | 0 | 0 | 0 | 0 | 0 | 0 | 0 | 0 | 0 | 0 | 0 | 0 | 0 | 0
0 | 0 | 0 | 0 | 0 | 0 | 0 | 0 | 0 | 0 | 0 | 0 | 0 | 0 | 0 | 0
0 | 0 | 0 | 0 | 0 | 0 | 0 | 0 | 0 | 0 | 0 | 0 | 0 | 0 | 0 | 0
0 | 0 | 0 | 0 | 0 | 0 | 0 | 0 | 0 | 0 | 0 | 0 | 0 | 0 | 0 | 0
0 | 0 | 0 | 0 | 0 | 0 | 0 | 0 | 0 | 0 | 0 | 0 | 0 | 0 | 0 | 0
0 | 0 | 0 | 0 | 0 | 0 | 0 | 0 | 0 | 0 | 0 | 0 | 0 | 0 | 0 | 0
0 | 0 | 0 | 0 | 0 | 0 | 0 | 0 | 0 | 0 | 0 | 0 | 0 | 0 | 0 | 0
0 | 0 | 0 | 0 | 0 | 0 | 0 | 0 | 0 | 0 | 0 | 0 | 0 | 0 | 0 | 0
0 | 0 | 0 | 0 | 0 | 0 | 0 | 0 | 0 | 0 | 0 | 0 | 0 | 0 | 0 | 0
0 | 0 | 0 | 0 | 0 | 0 | 0 | 0 | 0 | 0 | 0 | 0 | 0 | 0 | 0 | 0
0 | 0 | 0 | 0 | 0 | 0 | 0 | 0 | 0 | 0 | 0 | 0 | 0 | 0 | 0 | 0
0 | 0 | 0 | 0 | 0 | 0 | 0 | 0 | 0 | 0 | 0 | 0 | 0 | 0 | 0 | 0
0 | 0 | 0 | 0 | 0 | 0 | 0 | 0 | 0 | 0 | 0 | 0 | 0 | 0 | 0 | 0
0 | 0 | 0 | 0 | 0 | 0 | 0 | 0 | 0 | 0 | 0 | 0 | 0 | 0 | 0 | 0
0 | 0 | 0 | 0 | 0 | 0 | 0 | 0 | 0 | 0 | 0 | 0 | 0 | 0 | 0 | 0
0 | 0 | 0 | 0 | 0 | 0 | 0 | 0 | 0 | 0 | 0 | 0 | 0 | 0 | 0 | 0
0 | 0 | 0 | 0 | 0 | 0 | 0 | 0 | 0 | 0 | 0 | 0 | 0 | 0 | 0 | 0
0 | 0 | 0 | 0 | 0 | 0 | 0 | 0 | 0 | 0 | 0 | 0 | 0 | 0 | 0 | 0
0 | 0 | 0 | 0 | 0 | 0 | 0 | 0 | 0 | 0 | 0 | 0 | 0 | 0 | 0 | 0
0 | 0 | 0 | 0 | 0 | 0 | 0 | 0 | 0 | 0 | 0 | 0 | 0 | 0 | 0 | 0
0 | 0 | 0 | 0 | 0 | 0 | 0 | 0 | 0 | 0 | 0 | 0 | 0 | 0 | 0 | 0
0 | 0 | 0 | 0 | 0 | 0 | 0 | 0 | 0 | 0 | 0 | 0 | 0 | 0 | 0 | 0
0 | 0 | 0 | 0 | 0 | 0 | 0 | 0 | 0 | 0 | 0 | 0 | 0 | 0 | 0 | 0
0 | 0 | 0 | 0 | 0 | 0 | 0 | 0 | 0 | 0 | 0 | 0 | 0 | 0 | 0 | 0
0 | 0 | 0 | 0 | 0 | 0 | 0 | 0 | 0 | 0 | 0 | 0 | 0 | 0 | 0 | 0
0 | 0 | 0 | 0 | 0 | 0 | 0 | 0 | 0 | 0 | 0 | 0 | 0 | 0 | 0 | 0
0 | 0 | 0 | 0 | 0 | 0 | 0 | 0 | 0 | 0 | 0 | 0 | 0 | 0 | 0 | 0
0 | 0 | 0 | 0 | 0 | 0 | 0 | 0 | 0 | 0 | 0 | 0 | 0 | 0 | 0 | 0
0 | 0 | 0 | 0 | 0 | 0 | 0 | 0 | 0 | 0 | 0 | 0 | 0 | 0 | 0 | 0
0 | 0 | 0 | 0 | 0 | 0 | 0 | 0 | 0 | 0 | 0 | 0 | 0 | 0 | 0 | 0
0 | 0 | 0 | 0 | 0 | 0 | 0 | 0 | 0 | 0 | 0 | 0 | 0 | 0 | 0 | 0
0 | 0 | 0 | 0 | 0 | 0 | 0 | 0 | 0 | 0 | 0 | 0 | 0 | 0 | 0 | 0
0 | 0 | 0 | 0 | 0 | 0 | 0 | 0 | 0 | 0 | 0 | 0 | 0 | 0 | 0 | 0
0 | 0 | 0 | 0 | 0 | 0 | 0 | 0 | 0 | 0 | 0 | 0 | 0 | 0 | 0 | 0
0 | 0 | 0 | 0 | 0 | 0 | 0 | 0 | 0 | 0 | 0 | 0 | 0 | 0 | 0 | 0
0 | 0 | 0 | 0 | 0 | 0 | 0 | 0 | 0 | 0 | 0 | 0 | 0 | 0 | 0 | 0
0 | 0 | 0 | 0 | 0 | 0 | 0 | 0 | 0 | 0 | 0 | 0 | 0 | 0 | 0 | 0
0 | 0 | 0 | 0 | 0 | 0 | 0 | 0 | 0 | 0 | 0 | 0 | 0 | 0 | 0 | 0
0 | 0 | 0 | 0 | 0 | 0 | 0 | 0 | 0 | 0 | 0 | 0 | 0 | 0 | 0 | 0
0 | 0 | 0 | 0 | 0 | 0 | 0 | 0 | 0 | 0 | 0 | 0 | 0 | 0 | 0 | 0
0 | 0 | 0 | 0 | 0 | 0 | 0 | 0 | 0 | 0 | 0 | 0 | 0 | 0 | 0 | 0
0 | 0 | 0 | 0 | 0 | 0 | 0 | 0 | 0 | 0 | 0 | 0 | 0 | 0 | 0 | 0
0 | 0 | 0 | 0 | 0 | 0 | 0 | 0 | 0 | 0 | 0 | 0 | 0 | 0 | 0 | 0
0 | 0 | 0 | 0 | 0 | 0 | 0 | 0 | 0 | 0 | 0 | 0 | 0 | 0 | 0 | 0
0 | 0 | 0 | 0 | 0 | 0 | 0 | 0 | 0 | 0 | 0 | 0 | 0 | 0 | 0 | 0
0 | 0 | 0 | 0 | 0 | 0 | 0 | 0 | 0 | 0 | 0 | 0 | 0 | 0 | 0 | 0
0 | 0 | 0 | 0 | 0 | 0 | 0 | 0 | 0 | 0 | 0 | 0 | 0 | 0 | 0 | 0
0 | 0 | 0 | 0 | 0 | 0 | 0 | 0 | 0 | 0 | 0 | 0 | 0 | 0 | 0 | 0
0 | 0 | 0 | 0 | 0 | 0 | 0 | 0 | 0 | 0 | 0 | 0 | 0 | 0 | 0 | 0
0 | 0 | 0 | 0 | 0 | 0 | 0 | 0 | 0 | 0 | 0 | 0 | 0 | 0 | 0 | 0
0 | 0 | 0 | 0 | 0 | 0 | 0 | 0 | 0 | 0 | 0 | 0 | 0 | 0 | 0 | 0
0 | 0 | 0 | 0 | 0 | 0 | 0 | 0 | 0 | 0 | 0 | 0 | 0 | 0 | 0 | 0
0 | 0 | 0 | 0 | 0 | 0 | 0 | 0 | 0 | 0 | 0 | 0 | 0 | 0 | 0 | 0
0 | 0 | 0 | 0 | 0 | 0 | 0 | 0 | 0 | 0 | 0 | 0 | 0 | 0 | 0 | 0
0 | 0 | 0 | 0 | 0 | 0 | 0 | 0 | 0 | 0 | 0 | 0 | 0 | 0 | 0 | 0
0 | 0 | 0 | 0 | 0 | 0 | 0 | 0 | 0 | 0 | 0 | 0 | 0 | 0 | 0 | 0
0 | 0 | 0 | 0 | 0 | 0 | 0 | 0 | 0 | 0 | 0 | 0 | 0 | 0 | 0 | 0
0 | 0 | 0 | 0 | 0 | 0 | 0 | 0 | 0 | 0 | 0 | 0 | 0 | 0 | 0 | 0
0 | 0 | 0 | 0 | 0 | 0 | 0 | 0 | 0 | 0 | 0 | 0 | 0 | 0 | 0 | 0
0 | 0 | 0 | 0 | 0 | 0 | 0 | 0 | 0 | 0 | 0 | 0 | 0 | 0 | 0 | 0
0 | 0 | 0 | 0 | 0 | 0 | 0 | 0 | 0 | 0 | 0 | 0 | 0 | 0 | 0 | 0
0 | 0 | 0 | 0 | 0 | 0 | 0 | 0 | 0 | 0 | 0 | 0 | 0 | 0 | 0 | 0
0 | 0 | 0 | 0 | 0 | 0 | 0 | 0 | 0 | 0 | 0 | 0 | 0 | 0 | 0 | 0
0 | 0 | 0 | 0 | 0 | 0 | 0 | 0 | 0 | 0 | 0 | 0 | 0 | 0 | 0 | 0
0 | 0 | 0 | 0 | 0 | 0 | 0 | 0 | 0 | 0 | 0 | 0 | 0 | 0 | 0 | 0
0 | 0 | 0 | 0 | 0 | 0 | 0 | 0 | 0 | 0 | 0 | 0 | 0 | 0 | 0 | 0
0 | 0 | 0 | 0 | 0 | 0 | 0 | 0 | 0 | 0 | 0 | 0 | 0 | 0 | 0 | 0
0 | 0 | 0 | 0 | 0 | 0 | 0 | 0 | 0 | 0 | 0 | 0 | 0 | 0 | 0 | 0
0 | 0 | 0 | 0 | 0 | 0 | 0 | 0 | 0 | 0 | 0 | 0 | 0 | 0 | 0 | 0
0 | 0 | 0 | 0 | 0 | 0 | 0 | 0 | 0 | 0 | 0 | 0 | 0 | 0 | 0 | 0
0 | 0 | 0 | 0 | 0 | 0 | 0 | 0 | 0 | 0 | 0 | 0 | 0 | 0 | 0 | 0
0 | 0 | 0 | 0 | 0 | 0 | 0 | 0 | 0 | 0 | 0 | 0 | 0 | 0 | 0 | 0
0 | 0 | 0 | 0 | 0 | 0 | 0 | 0 | 0 | 0 | 0 | 0 | 0 | 0 | 0 | 0
0 | 0 | 0 | 0 | 0 | 0 | 0 | 0 | 0 | 0 | 0 | 0 | 0 | 0 | 0 | 0
0 | 0 | 0 | 0 | 0 | 0 | 0 | 0 | 0 | 0 | 0 | 0 | 0 | 0 | 0 | 0
0 | 0 | 0 | 0 | 0 | 0 | 0 | 0 | 0 | 0 | 0 | 0 | 0 | 0 | 0 | 0
0 | 0 | 0 | 0 | 0 | 0 | 0 | 0 | 0 | 0 | 0 | 0 | 0 | 0 | 0 | 0
0 | 0 | 0 | 0 | 0 | 0 | 0 | 0 | 0 | 0 | 0 | 0 | 0 | 0 | 0 | 0
0 | 0 | 0 | 0 | 0 | 0 | 0 | 0 | 0 | 0 | 0 | 0 | 0 | 0 | 0 | 0
0 | 0 | 0 | 0 | 0 | 0 | 0 | 0 | 0 | 0 | 0 | 0 | 0 | 0 | 0 | 0
0 | 0 | 0 | 0 | 0 | 0 | 0 | 0 | 0 | 0 | 0 | 0 | 0 | 0 | 0 | 0
0 | 0 | 0 | 0 | 0 | 0 | 0 | 0 | 0 | 0 | 0 | 0 | 0 | 0 | 0 | 0
0 | 0 | 0 | 0 | 0 | 0 | 0 | 0 | 0 | 0 | 0 | 0 | 0 | 0 | 0 | 0
0 | 0 | 0 | 0 | 0 | 0 | 0 | 0 | 0 | 0 | 0 | 0 | 0 | 0 | 0 | 0
0 | 0 | 0 | 0 | 0 | 0 | 0 | 0 | 0 | 0 | 0 | 0 | 0 | 0 | 0 | 0
0 | 0 | 0 | 0 | 0 | 0 | 0 | 0 | 0 | 0 | 0 | 0 | 0 | 0 | 0 | 0
0 | 0 | 0 | 0 | 0 | 0 | 0 | 0 | 0 | 0 | 0 | 0 | 0 | 0 | 0 | 0
0 | 0 | 0 | 0 | 0 | 0 | 0 | 0 | 0 | 0 | 0 | 0 | 0 | 0 | 0 | 0
0 | 0 | 0 | 0 | 0 | 0 | 0 | 0 | 0 | 0 | 0 | 0 | 0 | 0 | 0 | 0
0 | 0 | 0 | 0 | 0 | 0 | 0 | 0 | 0 | 0 | 0 | 0 | 0 | 0 | 0 | 0
0 | 0 | 0 | 0 | 0 | 0 | 0 | 0 | 0 | 0 | 0 | 0 | 0 | 0 | 0 | 0
0 | 0 | 0 | 0 | 0 | 0 | 0 | 0 | 0 | 0 | 0 | 0 | 0 | 0 | 0 | 0
0 | 0 | 0 | 0 | 0 | 0 | 0 | 0 | 0 | 0 | 0 | 0 | 0 | 0 | 0 | 0
0 | 0 | 0 | 0 | 0 | 0 | 0 | 0 | 0 | 0 | 0 | 0 | 0 | 0 | 0 | 0
0 | 0 | 0 | 0 | 0 | 0 | 0 | 0 | 0 | 0 | 0 | 0 | 0 | 0 | 0 | 0
0 | 0 | 0 | 0 | 0 | 0 | 0 | 0 | 0 | 0 | 0 | 0 | 0 | 0 | 0 | 0
0 | 0 | 0 | 0 | 0 | 0 | 0 | 0 | 0 | 0 | 0 | 0 | 0 | 0 | 0 | 0
0 | 0 | 0 | 0 | 0 | 0 | 0 | 0 | 0 | 0 | 0 | 0 | 0 | 0 | 0 | 0
0 | 0 | 0 | 0 | 0 | 0 | 0 | 0 | 0 | 0 | 0 | 0 | 0 | 0 | 0 | 0
0 | 0 | 0 | 0 | 0 | 0 | 0 | 0 | 0 | 0 | 0 | 0 | 0 | 0 | 0 | 0
0 | 0 | 0 | 0 | 0 | 0 | 0 | 0 | 0 | 0 | 0 | 0 | 0 | 0 | 0 | 0
0 | 0 | 0 | 0 | 0 | 0 | 0 | 0 | 0 | 0 | 0 | 0 | 0 | 0 | 0 | 0
0 | 0 | 0 | 0 | 0 | 0 | 0 | 0 | 0 | 0 | 0 | 0 | 0 | 0 | 0 | 0
0 | 0 | 0 | 0 | 0 | 0 | 0 | 0 | 0 | 0 | 0 | 0 | 0 | 0 | 0 | 0
0 | 0 | 0 | 0 | 0 | 0 | 0 | 0 | 0 | 0 | 0 | 0 | 0 | 0 | 0 | 0
0 | 0 | 0 | 0 | 0 | 0 | 0 | 0 | 0 | 0 | 0 | 0 | 0 | 0 | 0 | 0
0 | 0 | 0 | 0 | 0 | 0 | 0 | 0 | 0 | 0 | 0 | 0 | 0 | 0 | 0 | 0
0 | 0 | 0 | 0 | 0 | 0 | 0 | 0 | 0 | 0 | 0 | 0 | 0 | 0 | 0 | 0
0 | 0 | 0 | 0 | 0 | 0 | 0 | 0 | 0 | 0 | 0 | 0 | 0 | 0 | 0 | 0
0 | 0 | 0 | 0 | 0 | 0 | 0 | 0 | 0 | 0 | 0 | 0 | 0 | 0 | 0 | 0
0 | 0 | 0 | 0 | 0 | 0 | 0 | 0 | 0 | 0 | 0 | 0 | 0 | 0 | 0 | 0
0 | 0 | 0 | 0 | 0 | 0 | 0 | 0 | 0 | 0 | 0 | 0 | 0 | 0 | 0 | 0
0 | 0 | 0 | 0 | 0 | 0 | 0 | 0 | 0 | 0 | 0 | 0 | 0 | 0 | 0 | 0
0 | 0 | 0 | 0 | 0 | 0 | 0 | 0 | 0 | 0 | 0 | 0 | 0 | 0 | 0 | 0
0 | 0 | 0 | 0 | 0 | 0 | 0 | 0 | 0 | 0 | 0 | 0 | 0 | 0 | 0 | 0
0 | 0 | 0 | 0 | 0 | 0 | 0 | 0 | 0 | 0 | 0 | 0 | 0 | 0 | 0 | 0
0 | 0 | 0 | 0 | 0 | 0 | 0 | 0 | 0 | 0 | 0 | 0 | 0 | 0 | 0 | 0
0 | 0 | 0 | 0 | 0 | 0 | 0 | 0 | 0 | 0 | 0 | 0 | 0 | 0 | 0 | 0
0 | 0 | 0 | 0 | 0 | 0 | 0 | 0 | 0 | 0 | 0 | 0 | 0 | 0 | 0 | 0
0 | 0 | 0 | 0 | 0 | 0 | 0 | 0 | 0 | 0 | 0 | 0 | 0 | 0 | 0 | 0
0 | 0 | 0 | 0 | 0 | 0 | 0 | 0 | 0 | 0 | 0 | 0 | 0 | 0 | 0 | 0
0 | 0 | 0 | 0 | 0 | 0 | 0 | 0 | 0 | 0 | 0 | 0 | 0 | 0 | 0 | 0
0 | 0 | 0 | 0 | 0 | 0 | 0 | 0 | 0 | 0 | 0 | 0 | 0 | 0 | 0 | 0
0 | 0 | 0 | 0 | 0 | 0 | 0 | 0 | 0 | 0 | 0 | 0 | 0 | 0 | 0 | 0
0 | 0 | 0 | 0 | 0 | 0 | 0 | 0 | 0 | 0 | 0 | 0 | 0 | 0 | 0 | 0
0 | 0 | 0 | 0 | 0 | 0 | 0 | 0 | 0 | 0 | 0 | 0 | 0 | 0 | 0 | 0
0 | 0 | 0 | 0 | 0 | 0 | 0 | 0 | 0 | 0 | 0 | 0 | 0 | 0 | 0 | 0
0 | 0 | 0 | 0 | 0 | 0 | 0 | 0 | 0 | 0 | 0 | 0 | 0 | 0 | 0 | 0
0 | 0 | 0 | 0 | 0 | 0 | 0 | 0 | 0 | 0 | 0 | 0 | 0 | 0 | 0 | 0
0 | 0 | 0 | 0 | 0 | 0 | 0 | 0 | 0 | 0 | 0 | 0 | 0 | 0 | 0 | 0
0 | 0 | 0 | 0 | 0 | 0 | 0 | 0 | 0 | 0 | 0 | 0 | 0 | 0 | 0 | 0
0 | 0 | 0 | 0 | 0 | 0 | 0 | 0 | 0 | 0 | 0 | 0 | 0 | 0 | 0 | 0
0 | 0 | 0 | 0 | 0 | 0 | 0 | 0 | 0 | 0 | 0 | 0 | 0 | 0 | 0 | 0
0 | 0 | 0 | 0 | 0 | 0 | 0 | 0 | 0 | 0 | 0 | 0 | 0 | 0 | 0 | 0
0 | 0 | 0 | 0 | 0 | 0 | 0 | 0 | 0 | 0 | 0 | 0 | 0 | 0 | 0 | 0
0 | 0 | 0 | 0 | 0 | 0 | 0 | 0 | 0 | 0 | 0 | 0 | 0 | 0 | 0 | 0
0 | 0 | 0 | 0 | 0 | 0 | 0 | 0 | 0 | 0 | 0 | 0 | 0 | 0 | 0 | 0
0 | 0 | 0 | 0 | 0 | 0 | 0 | 0 | 0 | 0 | 0 | 0 | 0 | 0 | 0 | 0
0 | 0 | 0 | 0 | 0 | 0 | 0 | 0 | 0 | 0 | 0 | 0 | 0 | 0 | 0 | 0
0 | 0 | 0 | 0 | 0 | 0 | 0 | 0 | 0 | 0 | 0 | 0 | 0 | 0 | 0 | 0
0 | 0 | 0 | 0 | 0 | 0 | 0 | 0 | 0 | 0 | 0 | 0 | 0 | 0 | 0 | 0
0 | 0 | 0 | 0 | 0 | 0 | 0 | 0 | 0 | 0 | 0 | 0 | 0 | 0 | 0 | 0
0 | 0 | 0 | 0 | 0 | 0 | 0 | 0 | 0 | 0 | 0 | 0 | 0 | 0 | 0 | 0
0 | 0 | 0 | 0 | 0 | 0 | 0 | 0 | 0 | 0 | 0 | 0 | 0 | 0 | 0 | 0
0 | 0 | 0 | 0 | 0 | 0 | 0 | 0 | 0 | 0 | 0 | 0 | 0 | 0 | 0 | 0
0 | 0 | 0 | 0 | 0 | 0 | 0 | 0 | 0 | 0 | 0 | 0 | 0 | 0 | 0 | 0
0 | 0 | 0 | 0 | 0 | 0 | 0 | 0 | 0 | 0 | 0 | 0 | 0 | 0 | 0 | 0
0 | 0 | 0 | 0 | 0 | 0 | 0 | 0 | 0 | 0 | 0 | 0 | 0 | 0 | 0 | 0
0 | 0 | 0 | 0 | 0 | 0 | 0 | 0 | 0 | 0 | 0 | 0 | 0 | 0 | 0 | 0
0 | 0 | 0 | 0 | 0 | 0 | 0 | 0 | 0 | 0 | 0 | 0 | 0 | 0 | 0 | 0
0 | 0 | 0 | 0 | 0 | 0 | 0 | 0 | 0 | 0 | 0 | 0 | 0 | 0 | 0 | 0
0 | 0 | 0 | 0 | 0 | 0 | 0 | 0 | 0 | 0 | 0 | 0 | 0 | 0 | 0 | 0
0 | 0 | 0 | 0 | 0 | 0 | 0 | 0 | 0 | 0 | 0 | 0 | 0 | 0 | 0 | 0
0 | 0 | 0 | 0 | 0 | 0 | 0 | 0 | 0 | 0 | 0 | 0 | 0 | 0 | 0 | 0
0 | 0 | 0 | 0 | 0 | 0 | 0 | 0 | 0 | 0 | 0 | 0 | 0 | 0 | 0 | 0
0 | 0 | 0 | 0 | 0 | 0 | 0 | 0 | 0 | 0 | 0 | 0 | 0 | 0 | 0 | 0
0 | 0 | 0 | 0 | 0 | 0 | 0 | 0 | 0 | 0 | 0 | 0 | 0 | 0 | 0 | 0
0 | 0 | 0 | 0 | 0 | 0 | 0 | 0 | 0 | 0 | 0 | 0 | 0 | 0 | 0 | 0
0 | 0 | 0 | 0 | 0 | 0 | 0 | 0 | 0 | 0 | 0 | 0 | 0 | 0 | 0 | 0
0 | 0 | 0 | 0 | 0 | 0 | 0 | 0 | 0 | 0 | 0 | 0 | 0 | 0 | 0 | 0
0 | 0 | 0 | 0 | 0 | 0 | 0 | 0 | 0 | 0 | 0 | 0 | 0 | 0 | 0 | 0
0 | 0 | 0 | 0 | 0 | 0 | 0 | 0 | 0 | 0 | 0 | 0 | 0 | 0 | 0 | 0
0 | 0 | 0 | 0 | 0 | 0 | 0 | 0 | 0 | 0 | 0 | 0 | 0 | 0 | 0 | 0
0 | 0 | 0 | 0 | 0 | 0 | 0 | 0 | 0 | 0 | 0 | 0 | 0 | 0 | 0 | 0
0 | 0 | 0 | 0 | 0 | 0 | 0 | 0 | 0 | 0 | 0 | 0 | 0 | 0 | 0 | 0
0 | 0 | 0 | 0 | 0 | 0 | 0 | 0 | 0 | 0 | 0 | 0 | 0 | 0 | 0 | 0
0 | 0 | 0 | 0 | 0 | 0 | 0 | 0 | 0 | 0 | 0 | 0 | 0 | 0 | 0 | 0
0 | 0 | 0 | 0 | 0 | 0 | 0 | 0 | 0 | 0 | 0 | 0 | 0 | 0 | 0 | 0
0 | 0 | 0 | 0 | 0 | 0 | 0 | 0 | 0 | 0 | 0 | 0 | 0 | 0 | 0 | 0
0 | 0 | 0 | 0 | 0 | 0 | 0 | 0 | 0 | 0 | 0 | 0 | 0 | 0 | 0 | 0
0 | 0 | 0 | 0 | 0 | 0 | 0 | 0 | 0 | 0 | 0 | 0 | 0 | 0 | 0 | 0
0 | 0 | 0 | 0 | 0 | 0 | 0 | 0 | 0 | 0 | 0 | 0 | 0 | 0 | 0 | 0
0 | 0 | 0 | 0 | 0 | 0 | 0 | 0 | 0 | 0 | 0 | 0 | 0 | 0 | 0 | 0
0 | 0 | 0 | 0 | 0 | 0 | 0 | 0 | 0 | 0 | 0 | 0 | 0 | 0 | 0 | 0
0 | 0 | 0 | 0 | 0 | 0 | 0 | 0 | 0 | 0 | 0 | 0 | 0 | 0 | 0 | 0
0 | 0 | 0 | 0 | 0 | 0 | 0 | 0 | 0 | 0 | 0 | 0 | 0 | 0 | 0 | 0
0 | 0 | 0 | 0 | 0 | 0 | 0 | 0 | 0 | 0 | 0 | 0 | 0 | 0 | 0 | 0
0 | 0 | 0 | 0 | 0 | 0 | 0 | 0 | 0 | 0 | 0 | 0 | 0 | 0 | 0 | 0
0 | 0 | 0 | 0 | 0 | 0 | 0 | 0 | 0 | 0 | 0 | 0 | 0 | 0 | 0 | 0
0 | 0 | 0 | 0 | 0 | 0 | 0 | 0 | 0 | 0 | 0 | 0 | 0 | 0 | 0 | 0
0 | 0 | 0 | 0 | 0 | 0 | 0 | 0 | 0 | 0 | 0 | 0 | 0 | 0 | 0 | 0
0 | 0 | 0 | 0 | 0 | 0 | 0 | 0 | 0 | 0 | 0 | 0 | 0 | 0 | 0 | 0
0 | 0 | 0 | 0 | 0 | 0 | 0 | 0 | 0 | 0 | 0 | 0 | 0 | 0 | 0 | 0
0 | 0 | 0 | 0 | 0 | 0 | 0 | 0 | 0 | 0 | 0 | 0 | 0 | 0 | 0 | 0
0 | 0 | 0 | 0 | 0 | 0 | 0 | 0 | 0 | 0 | 0 | 0 | 0 | 0 | 0 | 0
0 | 0 | 0 | 0 | 0 | 0 | 0 | 0 | 0 | 0 | 0 | 0 | 0 | 0 | 0 | 0
0 | 0 | 0 | 0 | 0 | 0 | 0 | 0 | 0 | 0 | 0 | 0 | 0 | 0 | 0 | 0
0 | 0 | 0 | 0 | 0 | 0 | 0 | 0 | 0 | 0 | 0 | 0 | 0 | 0 | 0 | 0
0 | 0 | 0 | 0 | 0 | 0 | 0 | 0 | 0 | 0 | 0 | 0 | 0 | 0 | 0 | 0
0 | 0 | 0 | 0 | 0 | 0 | 0 | 0 | 0 | 0 | 0 | 0 | 0 | 0 | 0 | 0
0 | 0 | 0 | 0 | 0 | 0 | 0 | 0 | 0 | 0 | 0 | 0 | 0 | 0 | 0 | 0
0 | 0 | 0 | 0 | 0 | 0 | 0 | 0 | 0 | 0 | 0 | 0 | 0 | 0 | 0 | 0
0 | 0 | 0 | 0 | 0 | 0 | 0 | 0 | 0 | 0 | 0 | 0 | 0 | 0 | 0 | 0
0 | 0 | 0 | 0 | 0 | 0 | 0 | 0 | 0 | 0 | 0 | 0 | 0 | 0 | 0 | 0
0 | 0 | 0 | 0 | 0 | 0 | 0 | 0 | 0 | 0 | 0 | 0 | 0 | 0 | 0 | 0
0 | 0 | 0 | 0 | 0 | 0 | 0 | 0 | 0 | 0 | 0 | 0 | 0 | 0 | 0 | 0
0 | 0 | 0 | 0 | 0 | 0 | 0 | 0 | 0 | 0 | 0 | 0 | 0 | 0 | 0 | 0
0 | 0 | 0 | 0 | 0 | 0 | 0 | 0 | 0 | 0 | 0 | 0 | 0 | 0 | 0 | 0
0 | 0 | 0 | 0 | 0 | 0 | 0 | 0 | 0 | 0 | 0 | 0 | 0 | 0 | 0 | 0
0 | 0 | 0 | 0 | 0 | 0 | 0 | 0 | 0 | 0 | 0 | 0 | 0 | 0 | 0 | 0
0 | 0 | 0 | 0 | 0 | 0 | 0 | 0 | 0 | 0 | 0 | 0 | 0 | 0 | 0 | 0
0 | 0 | 0 | 0 | 0 | 0 | 0 | 0 | 0 | 0 | 0 | 0 | 0 | 0 | 0 | 0
0 | 0 | 0 | 0 | 0 | 0 | 0 | 0 | 0 | 0 | 0 | 0 | 0 | 0 | 0 | 0
0 | 0 | 0 | 0 | 0 | 0 | 0 | 0 | 0 | 0 | 0 | 0 | 0 | 0 | 0 | 0
0 | 0 | 0 | 0 | 0 | 0 | 0 | 0 | 0 | 0 | 0 | 0 | 0 | 0 | 0 | 0
0 | 0 | 0 | 0 | 0 | 0 | 0 | 0 | 0 | 0 | 0 | 0 | 0 | 0 | 0 | 0
0 | 0 | 0 | 0 | 0 | 0 | 0 | 0 | 0 | 0 | 0 | 0 | 0 | 0 | 0 | 0
0 | 0 | 0 | 0 | 0 | 0 | 0 | 0 | 0 | 0 | 0 | 0 | 0 | 0 | 0 | 0
0 | 0 | 0 | 0 | 0 | 0 | 0 | 0 | 0 | 0 | 0 | 0 | 0 | 0 | 0 | 0
0 | 0 | 0 | 0 | 0 | 0 | 0 | 0 | 0 | 0 | 0 | 0 | 0 | 0 | 0 | 0
0 | 0 | 0 | 0 | 0 | 0 | 0 | 0 | 0 | 0 | 0 | 0 | 0 | 0 | 0 | 0
0 | 0 | 0 | 0 | 0 | 0 | 0 | 0 | 0 | 0 | 0 | 0 | 0 | 0 | 0 | 0
0 | 0 | 0 | 0 | 0 | 0 | 0 | 0 | 0 | 0 | 0 | 0 | 0 | 0 | 0 | 0
0 | 0 | 0 | 0 | 0 | 0 | 0 | 0 | 0 | 0 | 0 | 0 | 0 | 0 | 0 | 0
0 | 0 | 0 | 0 | 0 | 0 | 0 | 0 | 0 | 0 | 0 | 0 | 0 | 0 | 0 | 0
0 | 0 | 0 | 0 | 0 | 0 | 0 | 0 | 0 | 0 | 0 | 0 | 0 | 0 | 0 | 0
0 | 0 | 0 | 0 | 0 | 0 | 0 | 0 | 0 | 0 | 0 | 0 | 0 | 0 | 0 | 0
0 | 0 | 0 | 0 | 0 | 0 | 0 | 0 | 0 | 0 | 0 | 0 | 0 | 0 | 0 | 0
0 | 0 | 0 | 0 | 0 | 0 | 0 | 0 | 0 | 0 | 0 | 0 | 0 | 0 | 0 | 0
0 | 0 | 0 | 0 | 0 | 0 | 0 | 0 | 0 | 0 | 0 | 0 | 0 | 0 | 0 | 0
0 | 0 | 0 | 0 | 0 | 0 | 0 | 0 | 0 | 0 | 0 | 0 | 0 | 0 | 0 | 0
0 | 0 | 0 | 0 | 0 | 0 | 0 | 0 | 0 | 0 | 0 | 0 | 0 | 0 | 0 | 0
0 | 0 | 0 | 0 | 0 | 0 | 0 | 0 | 0 | 0 | 0 | 0 | 0 | 0 | 0 | 0
0 | 0 | 0 | 0 | 0 | 0 | 0 | 0 | 0 | 0 | 0 | 0 | 0 | 0 | 0 | 0
0 | 0 | 0 | 0 | 0 | 0 | 0 | 0 | 0 | 0 | 0 | 0 | 0 | 0 | 0 | 0
0 | 0 | 0 | 0 | 0 | 0 | 0 | 0 | 0 | 0 | 0 | 0 | 0 | 0 | 0 | 0
0 | 0 | 0 | 0 | 0 | 0 | 0 | 0 | 0 | 0 | 0 | 0 | 0 | 0 | 0 | 0
0 | 0 | 0 | 0 | 0 | 0 | 0 | 0 | 0 | 0 | 0 | 0 | 0 | 0 | 0 | 0
0 | 0 | 0 | 0 | 0 | 0 | 0 | 0 | 0 | 0 | 0 | 0 | 0 | 0 | 0 | 0
0 | 0 | 0 | 0 | 0 | 0 | 0 | 0 | 0 | 0 | 0 | 0 | 0 | 0 | 0 | 0
0 | 0 | 0 | 0 | 0 | 0 | 0 | 0 | 0 | 0 | 0 | 0 | 0 | 0 | 0 | 0
0 | 0 | 0 | 0 | 0 | 0 | 0 | 0 | 0 | 0 | 0 | 0 | 0 | 0 | 0 | 0
0 | 0 | 0 | 0 | 0 | 0 | 0 | 0 | 0 | 0 | 0 | 0 | 0 | 0 | 0 | 0
0 | 0 | 0 | 0 | 0 | 0 | 0 | 0 | 0 | 0 | 0 | 0 | 0 | 0 | 0 | 0
0 | 0 | 0 | 0 | 0 | 0 | 0 | 0 | 0 | 0 | 0 | 0 | 0 | 0 | 0 | 0
0 | 0 | 0 | 0 | 0 | 0 | 0 | 0 | 0 | 0 | 0 | 0 | 0 | 0 | 0 | 0
0 | 0 | 0 | 0 | 0 | 0 | 0 | 0 | 0 | 0 | 0 | 0 | 0 | 0 | 0 | 0
0 | 0 | 0 | 0 | 0 | 0 | 0 | 0 | 0 | 0 | 0 | 0 | 0 | 0 | 0 | 0
0 | 0 | 0 | 0 | 0 | 0 | 0 | 0 | 0 | 0 | 0 | 0 | 0 | 0 | 0 | 0
0 | 0 | 0 | 0 | 0 | 0 | 0 | 0 | 0 | 0 | 0 | 0 | 0 | 0 | 0 | 0
0 | 0 | 0 | 0 | 0 | 0 | 0 | 0 | 0 | 0 | 0 | 0 | 0 | 0 | 0 | 0
0 | 0 | 0 | 0 | 0 | 0 | 0 | 0 | 0 | 0 | 0 | 0 | 0 | 0 | 0 | 0
0 | 0 | 0 | 0 | 0 | 0 | 0 | 0 | 0 | 0 | 0 | 0 | 0 | 0 | 0 | 0
0 | 0 | 0 | 0 | 0 | 0 | 0 | 0 | 0 | 0 | 0 | 0 | 0 | 0 | 0 | 0
0 | 0 | 0 | 0 | 0 | 0 | 0 | 0 | 0 | 0 | 0 | 0 | 0 | 0 | 0 | 0
0 | 0 | 0 | 0 | 0 | 0 | 0 | 0 | 0 | 0 | 0 | 0 | 0 | 0 | 0 | 0
0 | 0 | 0 | 0 | 0 | 0 | 0 | 0 | 0 | 0 | 0 | 0 | 0 | 0 | 0 | 0
0 | 0 | 0 | 0 | 0 | 0 | 0 | 0 | 0 | 0 | 0 | 0 | 0 | 0 | 0 | 0
0 | 0 | 0 | 0 | 0 | 0 | 0 | 0 | 0 | 0 | 0 | 0 | 0 | 0 | 0 | 0
0 | 0 | 0 | 0 | 0 | 0 | 0 | 0 | 0 | 0 | 0 | 0 | 0 | 0 | 0 | 0
0 | 0 | 0 | 0 | 0 | 0 | 0 | 0 | 0 | 0 | 0 | 0 | 0 | 0 | 0 | 0
0 | 0 | 0 | 0 | 0 | 0 | 0 | 0 | 0 | 0 | 0 | 0 | 0 | 0 | 0 | 0
0 | 0 | 0 | 0 | 0 | 0 | 0 | 0 | 0 | 0 | 0 | 0 | 0 | 0 | 0 | 0
0 | 0 | 0 | 0 | 0 | 0 | 0 | 0 | 0 | 0 | 0 | 0 | 0 | 0 | 0 | 0
0 | 0 | 0 | 0 | 0 | 0 | 0 | 0 | 0 | 0 | 0 | 0 | 0 | 0 | 0 | 0
0 | 0 | 0 | 0 | 0 | 0 | 0 | 0 | 0 | 0 | 0 | 0 | 0 | 0 | 0 | 0
0 | 0 | 0 | 0 | 0 | 0 | 0 | 0 | 0 | 0 | 0 | 0 | 0 | 0 | 0 | 0
0 | 0 | 0 | 0 | 0 | 0 | 0 | 0 | 0 | 0 | 0 | 0 | 0 | 0 | 0 | 0
0 | 0 | 0 | 0 | 0 | 0 | 0 | 0 | 0 | 0 | 0 | 0 | 0 | 0 | 0 | 0
0 | 0 | 0 | 0 | 0 | 0 | 0 | 0 | 0 | 0 | 0 | 0 | 0 | 0 | 0 | 0
0 | 0 | 0 | 0 | 0 | 0 | 0 | 0 | 0 | 0 | 0 | 0 | 0 | 0 | 0 | 0
0 | 0 | 0 | 0 | 0 | 0 | 0 | 0 | 0 | 0 | 0 | 0 | 0 | 0 | 0 | 0
0 | 0 | 0 | 0 | 0 | 0 | 0 | 0 | 0 | 0 | 0 | 0 | 0 | 0 | 0 | 0
0 | 0 | 0 | 0 | 0 | 0 | 0 | 0 | 0 | 0 | 0 | 0 | 0 | 0 | 0 | 0
0 | 0 | 0 | 0 | 0 | 0 | 0 | 0 | 0 | 0 | 0 | 0 | 0 | 0 | 0 | 0
0 | 0 | 0 | 0 | 0 | 0 | 0 | 0 | 0 | 0 | 0 | 0 | 0 | 0 | 0 | 0
0 | 0 | 0 | 0 | 0 | 0 | 0 | 0 | 0 | 0 | 0 | 0 | 0 | 0 | 0 | 0
0 | 0 | 0 | 0 | 0 | 0 | 0 | 0 | 0 | 0 | 0 | 0 | 0 | 0 | 0 | 0
0 | 0 | 0 | 0 | 0 | 0 | 0 | 0 | 0 | 0 | 0 | 0 | 0 | 0 | 0 | 0
0 | 0 | 0 | 0 | 0 | 0 | 0 | 0 | 0 | 0 | 0 | 0 | 0 | 0 | 0 | 0
0 | 0 | 0 | 0 | 0 | 0 | 0 | 0 | 0 | 0 | 0 | 0 | 0 | 0 | 0 | 0
0 | 0 | 0 | 0 | 0 | 0 | 0 | 0 | 0 | 0 | 0 | 0 | 0 | 0 | 0 | 0
0 | 0 | 0 | 0 | 0 | 0 | 0 | 0 | 0 | 0 | 0 | 0 | 0 | 0 | 0 | 0
0 | 0 | 0 | 0 | 0 | 0 | 0 | 0 | 0 | 0 | 0 | 0 | 0 | 0 | 0 | 0
0 | 0 | 0 | 0 | 0 | 0 | 0 | 0 | 0 | 0 | 0 | 0 | 0 | 0 | 0 | 0
0 | 0 | 0 | 0 | 0 | 0 | 0 | 0 | 0 | 0 | 0 | 0 | 0 | 0 | 0 | 0
0 | 0 | 0 | 0 | 0 | 0 | 0 | 0 | 0 | 0 | 0 | 0 | 0 | 0 | 0 | 0
0 | 0 | 0 | 0 | 0 | 0 | 0 | 0 | 0 | 0 | 0 | 0 | 0 | 0 | 0 | 0
0 | 0 | 0 | 0 | 0 | 0 | 0 | 0 | 0 | 0 | 0 | 0 | 0 | 0 | 0 | 0
0 | 0 | 0 | 0 | 0 | 0 | 0 | 0 | 0 | 0 | 0 | 0 | 0 | 0 | 0 | 0
0 | 0 | 0 | 0 | 0 | 0 | 0 | 0 | 0 | 0 | 0 | 0 | 0 | 0 | 0 | 0
0 | 0 | 0 | 0 | 0 | 0 | 0 | 0 | 0 | 0 | 0 | 0 | 0 | 0 | 0 | 0
0 | 0 | 0 | 0 | 0 | 0 | 0 | 0 | 0 | 0 | 0 | 0 | 0 | 0 | 0 | 0
0 | 0 | 0 | 0 | 0 | 0 | 0 | 0 | 0 | 0 | 0 | 0 | 0 | 0 | 0 | 0
0 | 0 | 0 | 0 | 0 | 0 | 0 | 0 | 0 | 0 | 0 | 0 | 0 | 0 | 0 | 0
0 | 0 | 0 | 0 | 0 | 0 | 0 | 0 | 0 | 0 | 0 | 0 | 0 | 0 | 0 | 0
0 | 0 | 0 | 0 | 0 | 0 | 0 | 0 | 0 | 0 | 0 | 0 | 0 | 0 | 0 | 0
0 | 0 | 0 | 0 | 0 | 0 | 0 | 0 | 0 | 0 | 0 | 0 | 0 | 0 | 0 | 0
0 | 0 | 0 | 0 | 0 | 0 | 0 | 0 | 0 | 0 | 0 | 0 | 0 | 0 | 0 | 0
0 | 0 | 0 | 0 | 0 | 0 | 0 | 0 | 0 | 0 | 0 | 0 | 0 | 0 | 0 | 0
0 | 0 | 0 | 0 | 0 | 0 | 0 | 0 | 0 | 0 | 0 | 0 | 0 | 0 | 0 | 0
0 | 0 | 0 | 0 | 0 | 0 | 0 | 0 | 0 | 0 | 0 | 0 | 0 | 0 | 0 | 0
0 | 0 | 0 | 0 | 0 | 0 | 0 | 0 | 0 | 0 | 0 | 0 | 0 | 0 | 0 | 0
0 | 0 | 0 | 0 | 0 | 0 | 0 | 0 | 0 | 0 | 0 | 0 | 0 | 0 | 0 | 0
0 | 0 | 0 | 0 | 0 | 0 | 0 | 0 | 0 | 0 | 0 | 0 | 0 | 0 | 0 | 0
0 | 0 | 0 | 0 | 0 | 0 | 0 | 0 | 0 | 0 | 0 | 0 | 0 | 0 | 0 | 0
0 | 0 | 0 | 0 | 0 | 0 | 0 | 0 | 0 | 0 | 0 | 0 | 0 | 0 | 0 | 0
0 | 0 | 0 | 0 | 0 | 0 | 0 | 0 | 0 | 0 | 0 | 0 | 0 | 0 | 0 | 0
0 | 0 | 0 | 0 | 0 | 0 | 0 | 0 | 0 | 0 | 0 | 0 | 0 | 0 | 0 | 0
0 | 0 | 0 | 0 | 0 | 0 | 0 | 0 | 0 | 0 | 0 | 0 | 0 | 0 | 0 | 0
0 | 0 | 0 | 0 | 0 | 0 | 0 | 0 | 0 | 0 | 0 | 0 | 0 | 0 | 0 | 0
0 | 0 | 0 | 0 | 0 | 0 | 0 | 0 | 0 | 0 | 0 | 0 | 0 | 0 | 0 | 0
0 | 0 | 0 | 0 | 0 | 0 | 0 | 0 | 0 | 0 | 0 | 0 | 0 | 0 | 0 | 0
0 | 0 | 0 | 0 | 0 | 0 | 0 | 0 | 0 | 0 | 0 | 0 | 0 | 0 | 0 | 0
0 | 0 | 0 | 0 | 0 | 0 | 0 | 0 | 0 | 0 | 0 | 0 | 0 | 0 | 0 | 0
0 | 0 | 0 | 0 | 0 | 0 | 0 | 0 | 0 | 0 | 0 | 0 | 0 | 0 | 0 | 0
0 | 0 | 0 | 0 | 0 | 0 | 0 | 0 | 0 | 0 | 0 | 0 | 0 | 0 | 0 | 0
0 | 0 | 0 | 0 | 0 | 0 | 0 | 0 | 0 | 0 | 0 | 0 | 0 | 0 | 0 | 0
0 | 0 | 0 | 0 | 0 | 0 | 0 | 0 | 0 | 0 | 0 | 0 | 0 | 0 | 0 | 0
0 | 0 | 0 | 0 | 0 | 0 | 0 | 0 | 0 | 0 | 0 | 0 | 0 | 0 | 0 | 0
0 | 0 | 0 | 0 | 0 | 0 | 0 | 0 | 0 | 0 | 0 | 0 | 0 | 0 | 0 | 0
0 | 0 | 0 | 0 | 0 | 0 | 0 | 0 | 0 | 0 | 0 | 0 | 0 | 0 | 0 | 0
0 | 0 | 0 | 0 | 0 | 0 | 0 | 0 | 0 | 0 | 0 | 0 | 0 | 0 | 0 | 0
0 | 0 | 0 | 0 | 0 | 0 | 0 | 0 | 0 | 0 | 0 | 0 | 0 | 0 | 0 | 0
0 | 0 | 0 | 0 | 0 | 0 | 0 | 0 | 0 | 0 | 0 | 0 | 0 | 0 | 0 | 0
0 | 0 | 0 | 0 | 0 | 0 | 0 | 0 | 0 | 0 | 0 | 0 | 0 | 0 | 0 | 0
0 | 0 | 0 | 0 | 0 | 0 | 0 | 0 | 0 | 0 | 0 | 0 | 0 | 0 | 0 | 0
0 | 0 | 0 | 0 | 0 | 0 | 0 | 0 | 0 | 0 | 0 | 0 | 0 | 0 | 0 | 0
0 | 0 | 0 | 0 | 0 | 0 | 0 | 0 | 0 | 0 | 0 | 0 | 0 | 0 | 0 | 0
0 | 0 | 0 | 0 | 0 | 0 | 0 | 0 | 0 | 0 | 0 | 0 | 0 | 0 | 0 | 0
0 | 0 | 0 | 0 | 0 | 0 | 0 | 0 | 0 | 0 | 0 | 0 | 0 | 0 | 0 | 0
0 | 0 | 0 | 0 | 0 | 0 | 0 | 0 | 0 | 0 | 0 | 0 | 0 | 0 | 0 | 0
0 | 0 | 0 | 0 | 0 | 0 | 0 | 0 | 0 | 0 | 0 | 0 | 0 | 0 | 0 | 0
0 | 0 | 0 | 0 | 0 | 0 | 0 | 0 | 0 | 0 | 0 | 0 | 0 | 0 | 0 | 0
0 | 0 | 0 | 0 | 0 | 0 | 0 | 0 | 0 | 0 | 0 | 0 | 0 | 0 | 0 | 0
0 | 0 | 0 | 0 | 0 | 0 | 0 | 0 | 0 | 0 | 0 | 0 | 0 | 0 | 0 | 0
0 | 0 | 0 | 0 | 0 | 0 | 0 | 0 | 0 | 0 | 0 | 0 | 0 | 0 | 0 | 0
0 | 0 | 0 | 0 | 0 | 0 | 0 | 0 | 0 | 0 | 0 | 0 | 0 | 0 | 0 | 0
0 | 0 | 0 | 0 | 0 | 0 | 0 | 0 | 0 | 0 | 0 | 0 | 0 | 0 | 0 | 0
0 | 0 | 0 | 0 | 0 | 0 | 0 | 0 | 0 | 0 | 0 | 0 | 0 | 0 | 0 | 0
0 | 0 | 0 | 0 | 0 | 0 | 0 | 0 | 0 | 0 | 0 | 0 | 0 | 0 | 0 | 0
0 | 0 | 0 | 0 | 0 | 0 | 0 | 0 | 0 | 0 | 0 | 0 | 0 | 0 | 0 | 0
0 | 0 | 0 | 0 | 0 | 0 | 0 | 0 | 0 | 0 | 0 | 0 | 0 | 0 | 0 | 0
0 | 0 | 0 | 0 | 0 | 0 | 0 | 0 | 0 | 0 | 0 | 0 | 0 | 0 | 0 | 0
0 | 0 | 0 | 0 | 0 | 0 | 0 | 0 | 0 | 0 | 0 | 0 | 0 | 0 | 0 | 0
0 | 0 | 0 | 0 | 0 | 0 | 0 | 0 | 0 | 0 | 0 | 0 | 0 | 0 | 0 | 0
0 | 0 | 0 | 0 | 0 | 0 | 0 | 0 | 0 | 0 | 0 | 0 | 0 | 0 | 0 | 0
0 | 0 | 0 | 0 | 0 | 0 | 0 | 0 | 0 | 0 | 0 | 0 | 0 | 0 | 0 | 0
0 | 0 | 0 | 0 | 0 | 0 | 0 | 0 | 0 | 0 | 0 | 0 | 0 | 0 | 0 | 0
0 | 0 | 0 | 0 | 0 | 0 | 0 | 0 | 0 | 0 | 0 | 0 | 0 | 0 | 0 | 0
0 | 0 | 0 | 0 | 0 | 0 | 0 | 0 | 0 | 0 | 0 | 0 | 0 | 0 | 0 | 0
0 | 0 | 0 | 0 | 0 | 0 | 0 | 0 | 0 | 0 | 0 | 0 | 0 | 0 | 0 | 0
0 | 0 | 0 | 0 | 0 | 0 | 0 | 0 | 0 | 0 | 0 | 0 | 0 | 0 | 0 | 0
0 | 0 | 0 | 0 | 0 | 0 | 0 | 0 | 0 | 0 | 0 | 0 | 0 | 0 | 0 | 0
0 | 0 | 0 | 0 | 0 | 0 | 0 | 0 | 0 | 0 | 0 | 0 | 0 | 0 | 0 | 0
0 | 0 | 0 | 0 | 0 | 0 | 0 | 0 | 0 | 0 | 0 | 0 | 0 | 0 | 0 | 0
0 | 0 | 0 | 0 | 0 | 0 | 0 | 0 | 0 | 0 | 0 | 0 | 0 | 0 | 0 | 0
0 | 0 | 0 | 0 | 0 | 0 | 0 | 0 | 0 | 0 | 0 | 0 | 0 | 0 | 0 | 0
0 | 0 | 0 | 0 | 0 | 0 | 0 | 0 | 0 | 0 | 0 | 0 | 0 | 0 | 0 | 0
0 | 0 | 0 | 0 | 0 | 0 | 0 | 0 | 0 | 0 | 0 | 0 | 0 | 0 | 0 | 0
0 | 0 | 0 | 0 | 0 | 0 | 0 | 0 | 0 | 0 | 0 | 0 | 0 | 0 | 0 | 0
0 | 0 | 0 | 0 | 0 | 0 | 0 | 0 | 0 | 0 | 0 | 0 | 0 | 0 | 0 | 0
0 | 0 | 0 | 0 | 0 | 0 | 0 | 0 | 0 | 0 | 0 | 0 | 0 | 0 | 0 | 0
0 | 0 | 0 | 0 | 0 | 0 | 0 | 0 | 0 | 0 | 0 | 0 | 0 | 0 | 0 | 0
0 | 0 | 0 | 0 | 0 | 0 | 0 | 0 | 0 | 0 | 0 | 0 | 0 | 0 | 0 | 0
0 | 0 | 0 | 0 | 0 | 0 | 0 | 0 | 0 | 0 | 0 | 0 | 0 | 0 | 0 | 0
0 | 0 | 0 | 0 | 0 | 0 | 0 | 0 | 0 | 0 | 0 | 0 | 0 | 0 | 0 | 0
0 | 0 | 0 | 0 | 0 | 0 | 0 | 0 | 0 | 0 | 0 | 0 | 0 | 0 | 0 | 0
0 | 0 | 0 | 0 | 0 | 0 | 0 | 0 | 0 | 0 | 0 | 0 | 0 | 0 | 0 | 0
0 | 0 | 0 | 0 | 0 | 0 | 0 | 0 | 0 | 0 | 0 | 0 | 0 | 0 | 0 | 0
0 | 0 | 0 | 0 | 0 | 0 | 0 | 0 | 0 | 0 | 0 | 0 | 0 | 0 | 0 | 0
0 | 0 | 0 | 0 | 0 | 0 | 0 | 0 | 0 | 0 | 0 | 0 | 0 | 0 | 0 | 0
0 | 0 | 0 | 0 | 0 | 0 | 0 | 0 | 0 | 0 | 0 | 0 | 0 | 0 | 0 | 0
0 | 0 | 0 | 0 | 0 | 0 | 0 | 0 | 0 | 0 | 0 | 0 | 0 | 0 | 0 | 0
0 | 0 | 0 | 0 | 0 | 0 | 0 | 0 | 0 | 0 | 0 | 0 | 0 | 0 | 0 | 0
0 | 0 | 0 | 0 | 0 | 0 | 0 | 0 | 0 | 0 | 0 | 0 | 0 | 0 | 0 | 0
0 | 0 | 0 | 0 | 0 | 0 | 0 | 0 | 0 | 0 | 0 | 0 | 0 | 0 | 0 | 0
0 | 0 | 0 | 0 | 0 | 0 | 0 | 0 | 0 | 0 | 0 | 0 | 0 | 0 | 0 | 0
0 | 0 | 0 | 0 | 0 | 0 | 0 | 0 | 0 | 0 | 0 | 0 | 0 | 0 | 0 | 0
0 | 0 | 0 | 0 | 0 | 0 | 0 | 0 | 0 | 0 | 0 | 0 | 0 | 0 | 0 | 0
0 | 0 | 0 | 0 | 0 | 0 | 0 | 0 | 0 | 0 | 0 | 0 | 0 | 0 | 0 | 0
0 | 0 | 0 | 0 | 0 | 0 | 0 | 0 | 0 | 0 | 0 | 0 | 0 | 0 | 0 | 0
0 | 0 | 0 | 0 | 0 | 0 | 0 | 0 | 0 | 0 | 0 | 0 | 0 | 0 | 0 | 0
0 | 0 | 0 | 0 | 0 | 0 | 0 | 0 | 0 | 0 | 0 | 0 | 0 | 0 | 0 | 0
0 | 0 | 0 | 0 | 0 | 0 | 0 | 0 | 0 | 0 | 0 | 0 | 0 | 0 | 0 | 0
0 | 0 | 0 | 0 | 0 | 0 | 0 | 0 | 0 | 0 | 0 | 0 | 0 | 0 | 0 | 0
0 | 0 | 0 | 0 | 0 | 0 | 0 | 0 | 0 | 0 | 0 | 0 | 0 | 0 | 0 | 0
0 | 0 | 0 | 0 | 0 | 0 | 0 | 0 | 0 | 0 | 0 | 0 | 0 | 0 | 0 | 0
0 | 0 | 0 | 0 | 0 | 0 | 0 | 0 | 0 | 0 | 0 | 0 | 0 | 0 | 0 | 0
0 | 0 | 0 | 0 | 0 | 0 | 0 | 0 | 0 | 0 | 0 | 0 | 0 | 0 | 0 | 0
0 | 0 | 0 | 0 | 0 | 0 | 0 | 0 | 0 | 0 | 0 | 0 | 0 | 0 | 0 | 0
0 | 0 | 0 | 0 | 0 | 0 | 0 | 0 | 0 | 0 | 0 | 0 | 0 | 0 | 0 | 0
0 | 0 | 0 | 0 | 0 | 0 | 0 | 0 | 0 | 0 | 0 | 0 | 0 | 0 | 0 | 0
0 | 0 | 0 | 0 | 0 | 0 | 0 | 0 | 0 | 0 | 0 | 0 | 0 | 0 | 0 | 0
0 | 0 | 0 | 0 | 0 | 0 | 0 | 0 | 0 | 0 | 0 | 0 | 0 | 0 | 0 | 0
0 | 0 | 0 | 0 | 0 | 0 | 0 | 0 | 0 | 0 | 0 | 0 | 0 | 0 | 0 | 0
0 | 0 | 0 | 0 | 0 | 0 | 0 | 0 | 0 | 0 | 0 | 0 | 0 | 0 | 0 | 0
0 | 0 | 0 | 0 | 0 | 0 | 0 | 0 | 0 | 0 | 0 | 0 | 0 | 0 | 0 | 0
0 | 0 | 0 | 0 | 0 | 0 | 0 | 0 | 0 | 0 | 0 | 0 | 0 | 0 | 0 | 0
0 | 0 | 0 | 0 | 0 | 0 | 0 | 0 | 0 | 0 | 0 | 0 | 0 | 0 | 0 | 0
0 | 0 | 0 | 0 | 0 | 0 | 0 | 0 | 0 | 0 | 0 | 0 | 0 | 0 | 0 | 0
0 | 0 | 0 | 0 | 0 | 0 | 0 | 0 | 0 | 0 | 0 | 0 | 0 | 0 | 0 | 0
0 | 0 | 0 | 0 | 0 | 0 | 0 | 0 | 0 | 0 | 0 | 0 | 0 | 0 | 0 | 0
0 | 0 | 0 | 0 | 0 | 0 | 0 | 0 | 0 | 0 | 0 | 0 | 0 | 0 | 0 | 0
0 | 0 | 0 | 0 | 0 | 0 | 0 | 0 | 0 | 0 | 0 | 0 | 0 | 0 | 0 | 0
0 | 0 | 0 | 0 | 0 | 0 | 0 | 0 | 0 | 0 | 0 | 0 | 0 | 0 | 0 | 0
0 | 0 | 0 | 0 | 0 | 0 | 0 | 0 | 0 | 0 | 0 | 0 | 0 | 0 | 0 | 0
0 | 0 | 0 | 0 | 0 | 0 | 0 | 0 | 0 | 0 | 0 | 0 | 0 | 0 | 0 | 0
0 | 0 | 0 | 0 | 0 | 0 | 0 | 0 | 0 | 0 | 0 | 0 | 0 | 0 | 0 | 0
0 | 0 | 0 | 0 | 0 | 0 | 0 | 0 | 0 | 0 | 0 | 0 | 0 | 0 | 0 | 0
0 | 0 | 0 | 0 | 0 | 0 | 0 | 0 | 0 | 0 | 0 | 0 | 0 | 0 | 0 | 0
0 | 0 | 0 | 0 | 0 | 0 | 0 | 0 | 0 | 0 | 0 | 0 | 0 | 0 | 0 | 0
0 | 0 | 0 | 0 | 0 | 0 | 0 | 0 | 0 | 0 | 0 | 0 | 0 | 0 | 0 | 0
0 | 0 | 0 | 0 | 0 | 0 | 0 | 0 | 0 | 0 | 0 | 0 | 0 | 0 | 0 | 0
0 | 0 | 0 | 0 | 0 | 0 | 0 | 0 | 0 | 0 | 0 | 0 | 0 | 0 | 0 | 0
0 | 0 | 0 | 0 | 0 | 0 | 0 | 0 | 0 | 0 | 0 | 0 | 0 | 0 | 0 | 0
0 | 0 | 0 | 0 | 0 | 0 | 0 | 0 | 0 | 0 | 0 | 0 | 0 | 0 | 0 | 0
0 | 0 | 0 | 0 | 0 | 0 | 0 | 0 | 0 | 0 | 0 | 0 | 0 | 0 | 0 | 0
0 | 0 | 0 | 0 | 0 | 0 | 0 | 0 | 0 | 0 | 0 | 0 | 0 | 0 | 0 | 0
0 | 0 | 0 | 0 | 0 | 0 | 0 | 0 | 0 | 0 | 0 | 0 | 0 | 0 | 0 | 0
0 | 0 | 0 | 0 | 0 | 0 | 0 | 0 | 0 | 0 | 0 | 0 | 0 | 0 | 0 | 0
0 | 0 | 0 | 0 | 0 | 0 | 0 | 0 | 0 | 0 | 0 | 0 | 0 | 0 | 0 | 0
0 | 0 | 0 | 0 | 0 | 0 | 0 | 0 | 0 | 0 | 0 | 0 | 0 | 0 | 0 | 0
0 | 0 | 0 | 0 | 0 | 0 | 0 | 0 | 0 | 0 | 0 | 0 | 0 | 0 | 0 | 0
0 | 0 | 0 | 0 | 0 | 0 | 0 | 0 | 0 | 0 | 0 | 0 | 0 | 0 | 0 | 0
0 | 0 | 0 | 0 | 0 | 0 | 0 | 0 | 0 | 0 | 0 | 0 | 0 | 0 | 0 | 0
0 | 0 | 0 | 0 | 0 | 0 | 0 | 0 | 0 | 0 | 0 | 0 | 0 | 0 | 0 | 0
0 | 0 | 0 | 0 | 0 | 0 | 0 | 0 | 0 | 0 | 0 | 0 | 0 | 0 | 0 | 0
0 | 0 | 0 | 0 | 0 | 0 | 0 | 0 | 0 | 0 | 0 | 0 | 0 | 0 | 0 | 0
0 | 0 | 0 | 0 | 0 | 0 | 0 | 0 | 0 | 0 | 0 | 0 | 0 | 0 | 0 | 0
0 | 0 | 0 | 0 | 0 | 0 | 0 | 0 | 0 | 0 | 0 | 0 | 0 | 0 | 0 | 0
0 | 0 | 0 | 0 | 0 | 0 | 0 | 0 | 0 | 0 | 0 | 0 | 0 | 0 | 0 | 0
0 | 0 | 0 | 0 | 0 | 0 | 0 | 0 | 0 | 0 | 0 | 0 | 0 | 0 | 0 | 0
0 | 0 | 0 | 0 | 0 | 0 | 0 | 0 | 0 | 0 | 0 | 0 | 0 | 0 | 0 | 0
0 | 0 | 0 | 0 | 0 | 0 | 0 | 0 | 0 | 0 | 0 | 0 | 0 | 0 | 0 | 0
0 | 0 | 0 | 0 | 0 | 0 | 0 | 0 | 0 | 0 | 0 | 0 | 0 | 0 | 0 | 0
0 | 0 | 0 | 0 | 0 | 0 | 0 | 0 | 0 | 0 | 0 | 0 | 0 | 0 | 0 | 0
0 | 0 | 0 | 0 | 0 | 0 | 0 | 0 | 0 | 0 | 0 | 0 | 0 | 0 | 0 | 0
0 | 0 | 0 | 0 | 0 | 0 | 0 | 0 | 0 | 0 | 0 | 0 | 0 | 0 | 0 | 0
0 | 0 | 0 | 0 | 0 | 0 | 0 | 0 | 0 | 0 | 0 | 0 | 0 | 0 | 0 | 0
0 | 0 | 0 | 0 | 0 | 0 | 0 | 0 | 0 | 0 | 0 | 0 | 0 | 0 | 0 | 0
0 | 0 | 0 | 0 | 0 | 0 | 0 | 0 | 0 | 0 | 0 | 0 | 0 | 0 | 0 | 0
0 | 0 | 0 | 0 | 0 | 0 | 0 | 0 | 0 | 0 | 0 | 0 | 0 | 0 | 0 | 0
0 | 0 | 0 | 0 | 0 | 0 | 0 | 0 | 0 | 0 | 0 | 0 | 0 | 0 | 0 | 0
0 | 0 | 0 | 0 | 0 | 0 | 0 | 0 | 0 | 0 | 0 | 0 | 0 | 0 | 0 | 0
0 | 0 | 0 | 0 | 0 | 0 | 0 | 0 | 0 | 0 | 0 | 0 | 0 | 0 | 0 | 0
0 | 0 | 0 | 0 | 0 | 0 | 0 | 0 | 0 | 0 | 0 | 0 | 0 | 0 | 0 | 0
0 | 0 | 0 | 0 | 0 | 0 | 0 | 0 | 0 | 0 | 0 | 0 | 0 | 0 | 0 | 0
0 | 0 | 0 | 0 | 0 | 0 | 0 | 0 | 0 | 0 | 0 | 0 | 0 | 0 | 0 | 0
0 | 0 | 0 | 0 | 0 | 0 | 0 | 0 | 0 | 0 | 0 | 0 | 0 | 0 | 0 | 0
0 | 0 | 0 | 0 | 0 | 0 | 0 | 0 | 0 | 0 | 0 | 0 | 0 | 0 | 0 | 0
0 | 0 | 0 | 0 | 0 | 0 | 0 | 0 | 0 | 0 | 0 | 0 | 0 | 0 | 0 | 0
0 | 0 | 0 | 0 | 0 | 0 | 0 | 0 | 0 | 0 | 0 | 0 | 0 | 0 | 0 | 0
0 | 0 | 0 | 0 | 0 | 0 | 0 | 0 | 0 | 0 | 0 | 0 | 0 | 0 | 0 | 0
0 | 0 | 0 | 0 | 0 | 0 | 0 | 0 | 0 | 0 | 0 | 0 | 0 | 0 | 0 | 0
0 | 0 | 0 | 0 | 0 | 0 | 0 | 0 | 0 | 0 | 0 | 0 | 0 | 0 | 0 | 0
0 | 0 | 0 | 0 | 0 | 0 | 0 | 0 | 0 | 0 | 0 | 0 | 0 | 0 | 0 | 0
0 | 0 | 0 | 0 | 0 | 0 | 0 | 0 | 0 | 0 | 0 | 0 | 0 | 0 | 0 | 0
0 | 0 | 0 | 0 | 0 | 0 | 0 | 0 | 0 | 0 | 0 | 0 | 0 | 0 | 0 | 0
0 | 0 | 0 | 0 | 0 | 0 | 0 | 0 | 0 | 0 | 0 | 0 | 0 | 0 | 0 | 0
0 | 0 | 0 | 0 | 0 | 0 | 0 | 0 | 0 | 0 | 0 | 0 | 0 | 0 | 0 | 0
0 | 0 | 0 | 0 | 0 | 0 | 0 | 0 | 0 | 0 | 0 | 0 | 0 | 0 | 0 | 0
0 | 0 | 0 | 0 | 0 | 0 | 0 | 0 | 0 | 0 | 0 | 0 | 0 | 0 | 0 | 0
0 | 0 | 0 | 0 | 0 | 0 | 0 | 0 | 0 | 0 | 0 | 0 | 0 | 0 | 0 | 0
0 | 0 | 0 | 0 | 0 | 0 | 0 | 0 | 0 | 0 | 0 | 0 | 0 | 0 | 0 | 0
0 | 0 | 0 | 0 | 0 | 0 | 0 | 0 | 0 | 0 | 0 | 0 | 0 | 0 | 0 | 0
0 | 0 | 0 | 0 | 0 | 0 | 0 | 0 | 0 | 0 | 0 | 0 | 0 | 0 | 0 | 0
0 | 0 | 0 | 0 | 0 | 0 | 0 | 0 | 0 | 0 | 0 | 0 | 0 | 0 | 0 | 0
0 | 0 | 0 | 0 | 0 | 0 | 0 | 0 | 0 | 0 | 0 | 0 | 0 | 0 | 0 | 0
0 | 0 | 0 | 0 | 0 | 0 | 0 | 0 | 0 | 0 | 0 | 0 | 0 | 0 | 0 | 0
0 | 0 | 0 | 0 | 0 | 0 | 0 | 0 | 0 | 0 | 0 | 0 | 0 | 0 | 0 | 0
0 | 0 | 0 | 0 | 0 | 0 | 0 | 0 | 0 | 0 | 0 | 0 | 0 | 0 | 0 | 0
0 | 0 | 0 | 0 | 0 | 0 | 0 | 0 | 0 | 0 | 0 | 0 | 0 | 0 | 0 | 0
0 | 0 | 0 | 0 | 0 | 0 | 0 | 0 | 0 | 0 | 0 | 0 | 0 | 0 | 0 | 0
0 | 0 | 0 | 0 | 0 | 0 | 0 | 0 | 0 | 0 | 0 | 0 | 0 | 0 | 0 | 0
0 | 0 | 0 | 0 | 0 | 0 | 0 | 0 | 0 | 0 | 0 | 0 | 0 | 0 | 0 | 0
0 | 0 | 0 | 0 | 0 | 0 | 0 | 0 | 0 | 0 | 0 | 0 | 0 | 0 | 0 | 0
0 | 0 | 0 | 0 | 0 | 0 | 0 | 0 | 0 | 0 | 0 | 0 | 0 | 0 | 0 | 0
0 | 0 | 0 | 0 | 0 | 0 | 0 | 0 | 0 | 0 | 0 | 0 | 0 | 0 | 0 | 0
0 | 0 | 0 | 0 | 0 | 0 | 0 | 0 | 0 | 0 | 0 | 0 | 0 | 0 | 0 | 0
0 | 0 | 0 | 0 | 0 | 0 | 0 | 0 | 0 | 0 | 0 | 0 | 0 | 0 | 0 | 0
0 | 0 | 0 | 0 | 0 | 0 | 0 | 0 | 0 | 0 | 0 | 0 | 0 | 0 | 0 | 0
0 | 0 | 0 | 0 | 0 | 0 | 0 | 0 | 0 | 0 | 0 | 0 | 0 | 0 | 0 | 0
0 | 0 | 0 | 0 | 0 | 0 | 0 | 0 | 0 | 0 | 0 | 0 | 0 | 0 | 0 | 0
0 | 0 | 0 | 0 | 0 | 0 | 0 | 0 | 0 | 0 | 0 | 0 | 0 | 0 | 0 | 0
0 | 0 | 0 | 0 | 0 | 0 | 0 | 0 | 0 | 0 | 0 | 0 | 0 | 0 | 0 | 0
0 | 0 | 0 | 0 | 0 | 0 | 0 | 0 | 0 | 0 | 0 | 0 | 0 | 0 | 0 | 0
0 | 0 | 0 | 0 | 0 | 0 | 0 | 0 | 0 | 0 | 0 | 0 | 0 | 0 | 0 | 0
0 | 0 | 0 | 0 | 0 | 0 | 0 | 0 | 0 | 0 | 0 | 0 | 0 | 0 | 0 | 0
0 | 0 | 0 | 0 | 0 | 0 | 0 | 0 | 0 | 0 | 0 | 0 | 0 | 0 | 0 | 0
0 | 0 | 0 | 0 | 0 | 0 | 0 | 0 | 0 | 0 | 0 | 0 | 0 | 0 | 0 | 0
0 | 0 | 0 | 0 | 0 | 0 | 0 | 0 | 0 | 0 | 0 | 0 | 0 | 0 | 0 | 0
0 | 0 | 0 | 0 | 0 | 0 | 0 | 0 | 0 | 0 | 0 | 0 | 0 | 0 | 0 | 0
0 | 0 | 0 | 0 | 0 | 0 | 0 | 0 | 0 | 0 | 0 | 0 | 0 | 0 | 0 | 0
0 | 0 | 0 | 0 | 0 | 0 | 0 | 0 | 0 | 0 | 0 | 0 | 0 | 0 | 0 | 0
0 | 0 | 0 | 0 | 0 | 0 | 0 | 0 | 0 | 0 | 0 | 0 | 0 | 0 | 0 | 0
0 | 0 | 0 | 0 | 0 | 0 | 0 | 0 | 0 | 0 | 0 | 0 | 0 | 0 | 0 | 0
0 | 0 | 0 | 0 | 0 | 0 | 0 | 0 | 0 | 0 | 0 | 0 | 0 | 0 | 0 | 0
0 | 0 | 0 | 0 | 0 | 0 | 0 | 0 | 0 | 0 | 0 | 0 | 0 | 0 | 0 | 0
0 | 0 | 0 | 0 | 0 | 0 | 0 | 0 | 0 | 0 | 0 | 0 | 0 | 0 | 0 | 0
0 | 0 | 0 | 0 | 0 | 0 | 0 | 0 | 0 | 0 | 0 | 0 | 0 | 0 | 0 | 0
0 | 0 | 0 | 0 | 0 | 0 | 0 | 0 | 0 | 0 | 0 | 0 | 0 | 0 | 0 | 0
0 | 0 | 0 | 0 | 0 | 0 | 0 | 0 | 0 | 0 | 0 | 0 | 0 | 0 | 0 | 0
0 | 0 | 0 | 0 | 0 | 0 | 0 | 0 | 0 | 0 | 0 | 0 | 0 | 0 | 0 | 0
0 | 0 | 0 | 0 | 0 | 0 | 0 | 0 | 0 | 0 | 0 | 0 | 0 | 0 | 0 | 0
0 | 0 | 0 | 0 | 0 | 0 | 0 | 0 | 0 | 0 | 0 | 0 | 0 | 0 | 0 | 0
0 | 0 | 0 | 0 | 0 | 0 | 0 | 0 | 0 | 0 | 0 | 0 | 0 | 0 | 0 | 0
0 | 0 | 0 | 0 | 0 | 0 | 0 | 0 | 0 | 0 | 0 | 0 | 0 | 0 | 0 | 0
0 | 0 | 0 | 0 | 0 | 0 | 0 | 0 | 0 | 0 | 0 | 0 | 0 | 0 | 0 | 0
0 | 0 | 0 | 0 | 0 | 0 | 0 | 0 | 0 | 0 | 0 | 0 | 0 | 0 | 0 | 0
0 | 0 | 0 | 0 | 0 | 0 | 0 | 0 | 0 | 0 | 0 | 0 | 0 | 0 | 0 | 0
0 | 0 | 0 | 0 | 0 | 0 | 0 | 0 | 0 | 0 | 0 | 0 | 0 | 0 | 0 | 0
0 | 0 | 0 | 0 | 0 | 0 | 0 | 0 | 0 | 0 | 0 | 0 | 0 | 0 | 0 | 0
0 | 0 | 0 | 0 | 0 | 0 | 0 | 0 | 0 | 0 | 0 | 0 | 0 | 0 | 0 | 0
0 | 0 | 0 | 0 | 0 | 0 | 0 | 0 | 0 | 0 | 0 | 0 | 0 | 0 | 0 | 0
0 | 0 | 0 | 0 | 0 | 0 | 0 | 0 | 0 | 0 | 0 | 0 | 0 | 0 | 0 | 0
0 | 0 | 0 | 0 | 0 | 0 | 0 | 0 | 0 | 0 | 0 | 0 | 0 | 0 | 0 | 0
0 | 0 | 0 | 0 | 0 | 0 | 0 | 0 | 0 | 0 | 0 | 0 | 0 | 0 | 0 | 0
0 | 0 | 0 | 0 | 0 | 0 | 0 | 0 | 0 | 0 | 0 | 0 | 0 | 0 | 0 | 0
0 | 0 | 0 | 0 | 0 | 0 | 0 | 0 | 0 | 0 | 0 | 0 | 0 | 0 | 0 | 0
0 | 0 | 0 | 0 | 0 | 0 | 0 | 0 | 0 | 0 | 0 | 0 | 0 | 0 | 0 | 0
0 | 0 | 0 | 0 | 0 | 0 | 0 | 0 | 0 | 0 | 0 | 0 | 0 | 0 | 0 | 0
0 | 0 | 0 | 0 | 0 | 0 | 0 | 0 | 0 | 0 | 0 | 0 | 0 | 0 | 0 | 0
0 | 0 | 0 | 0 | 0 | 0 | 0 | 0 | 0 | 0 | 0 | 0 | 0 | 0 | 0 | 0
0 | 0 | 0 | 0 | 0 | 0 | 0 | 0 | 0 | 0 | 0 | 0 | 0 | 0 | 0 | 0
0 | 0 | 0 | 0 | 0 | 0 | 0 | 0 | 0 | 0 | 0 | 0 | 0 | 0 | 0 | 0
0 | 0 | 0 | 0 | 0 | 0 | 0 | 0 | 0 | 0 | 0 | 0 | 0 | 0 | 0 | 0
0 | 0 | 0 | 0 | 0 | 0 | 0 | 0 | 0 | 0 | 0 | 0 | 0 | 0 | 0 | 0
0 | 0 | 0 | 0 | 0 | 0 | 0 | 0 | 0 | 0 | 0 | 0 | 0 | 0 | 0 | 0
0 | 0 | 0 | 0 | 0 | 0 | 0 | 0 | 0 | 0 | 0 | 0 | 0 | 0 | 0 | 0
0 | 0 | 0 | 0 | 0 | 0 | 0 | 0 | 0 | 0 | 0 | 0 | 0 | 0 | 0 | 0
0 | 0 | 0 | 0 | 0 | 0 | 0 | 0 | 0 | 0 | 0 | 0 | 0 | 0 | 0 | 0
0 | 0 | 0 | 0 | 0 | 0 | 0 | 0 | 0 | 0 | 0 | 0 | 0 | 0 | 0 | 0
0 | 0 | 0 | 0 | 0 | 0 | 0 | 0 | 0 | 0 | 0 | 0 | 0 | 0 | 0 | 0
0 | 0 | 0 | 0 | 0 | 0 | 0 | 0 | 0 | 0 | 0 | 0 | 0 | 0 | 0 | 0
0 | 0 | 0 | 0 | 0 | 0 | 0 | 0 | 0 | 0 | 0 | 0 | 0 | 0 | 0 | 0
0 | 0 | 0 | 0 | 0 | 0 | 0 | 0 | 0 | 0 | 0 | 0 | 0 | 0 | 0 | 0
0 | 0 | 0 | 0 | 0 | 0 | 0 | 0 | 0 | 0 | 0 | 0 | 0 | 0 | 0 | 0
0 | 0 | 0 | 0 | 0 | 0 | 0 | 0 | 0 | 0 | 0 | 0 | 0 | 0 | 0 | 0
0 | 0 | 0 | 0 | 0 | 0 | 0 | 0 | 0 | 0 | 0 | 0 | 0 | 0 | 0 | 0
0 | 0 | 0 | 0 | 0 | 0 | 0 | 0 | 0 | 0 | 0 | 0 | 0 | 0 | 0 | 0
0 | 0 | 0 | 0 | 0 | 0 | 0 | 0 | 0 | 0 | 0 | 0 | 0 | 0 | 0 | 0
0 | 0 | 0 | 0 | 0 | 0 | 0 | 0 | 0 | 0 | 0 | 0 | 0 | 0 | 0 | 0
0 | 0 | 0 | 0 | 0 | 0 | 0 | 0 | 0 | 0 | 0 | 0 | 0 | 0 | 0 | 0
0 | 0 | 0 | 0 | 0 | 0 | 0 | 0 | 0 | 0 | 0 | 0 | 0 | 0 | 0 | 0
0 | 0 | 0 | 0 | 0 | 0 | 0 | 0 | 0 | 0 | 0 | 0 | 0 | 0 | 0 | 0
0 | 0 | 0 | 0 | 0 | 0 | 0 | 0 | 0 | 0 | 0 | 0 | 0 | 0 | 0 | 0
0 | 0 | 0 | 0 | 0 | 0 | 0 | 0 | 0 | 0 | 0 | 0 | 0 | 0 | 0 | 0
0 | 0 | 0 | 0 | 0 | 0 | 0 | 0 | 0 | 0 | 0 | 0 | 0 | 0 | 0 | 0
0 | 0 | 0 | 0 | 0 | 0 | 0 | 0 | 0 | 0 | 0 | 0 | 0 | 0 | 0 | 0
0 | 0 | 0 | 0 | 0 | 0 | 0 | 0 | 0 | 0 | 0 | 0 | 0 | 0 | 0 | 0
0 | 0 | 0 | 0 | 0 | 0 | 0 | 0 | 0 | 0 | 0 | 0 | 0 | 0 | 0 | 0
0 | 0 | 0 | 0 | 0 | 0 | 0 | 0 | 0 | 0 | 0 | 0 | 0 | 0 | 0 | 0
0 | 0 | 0 | 0 | 0 | 0 | 0 | 0 | 0 | 0 | 0 | 0 | 0 | 0 | 0 | 0
0 | 0 | 0 | 0 | 0 | 0 | 0 | 0 | 0 | 0 | 0 | 0 | 0 | 0 | 0 | 0
0 | 0 | 0 | 0 | 0 | 0 | 0 | 0 | 0 | 0 | 0 | 0 | 0 | 0 | 0 | 0
0 | 0 | 0 | 0 | 0 | 0 | 0 | 0 | 0 | 0 | 0 | 0 | 0 | 0 | 0 | 0
0 | 0 | 0 | 0 | 0 | 0 | 0 | 0 | 0 | 0 | 0 | 0 | 0 | 0 | 0 | 0
0 | 0 | 0 | 0 | 0 | 0 | 0 | 0 | 0 | 0 | 0 | 0 | 0 | 0 | 0 | 0
0 | 0 | 0 | 0 | 0 | 0 | 0 | 0 | 0 | 0 | 0 | 0 | 0 | 0 | 0 | 0
0 | 0 | 0 | 0 | 0 | 0 | 0 | 0 | 0 | 0 | 0 | 0 | 0 | 0 | 0 | 0
0 | 0 | 0 | 0 | 0 | 0 | 0 | 0 | 0 | 0 | 0 | 0 | 0 | 0 | 0 | 0
0 | 0 | 0 | 0 | 0 | 0 | 0 | 0 | 0 | 0 | 0 | 0 | 0 | 0 | 0 | 0
0 | 0 | 0 | 0 | 0 | 0 | 0 | 0 | 0 | 0 | 0 | 0 | 0 | 0 | 0 | 0
0 | 0 | 0 | 0 | 0 | 0 | 0 | 0 | 0 | 0 | 0 | 0 | 0 | 0 | 0 | 0
0 | 0 | 0 | 0 | 0 | 0 | 0 | 0 | 0 | 0 | 0 | 0 | 0 | 0 | 0 | 0
0 | 0 | 0 | 0 | 0 | 0 | 0 | 0 | 0 | 0 | 0 | 0 | 0 | 0 | 0 | 0
0 | 0 | 0 | 0 | 0 | 0 | 0 | 0 | 0 | 0 | 0 | 0 | 0 | 0 | 0 | 0
0 | 0 | 0 | 0 | 0 | 0 | 0 | 0 | 0 | 0 | 0 | 0 | 0 | 0 | 0 | 0
0 | 0 | 0 | 0 | 0 | 0 | 0 | 0 | 0 | 0 | 0 | 0 | 0 | 0 | 0 | 0
0 | 0 | 0 | 0 | 0 | 0 | 0 | 0 | 0 | 0 | 0 | 0 | 0 | 0 | 0 | 0
0 | 0 | 0 | 0 | 0 | 0 | 0 | 0 | 0 | 0 | 0 | 0 | 0 | 0 | 0 | 0
0 | 0 | 0 | 0 | 0 | 0 | 0 | 0 | 0 | 0 | 0 | 0 | 0 | 0 | 0 | 0
0 | 0 | 0 | 0 | 0 | 0 | 0 | 0 | 0 | 0 | 0 | 0 | 0 | 0 | 0 | 0
0 | 0 | 0 | 0 | 0 | 0 | 0 | 0 | 0 | 0 | 0 | 0 | 0 | 0 | 0 | 0
0 | 0 | 0 | 0 | 0 | 0 | 0 | 0 | 0 | 0 | 0 | 0 | 0 | 0 | 0 | 0
0 | 0 | 0 | 0 | 0 | 0 | 0 | 0 | 0 | 0 | 0 | 0 | 0 | 0 | 0 | 0
0 | 0 | 0 | 0 | 0 | 0 | 0 | 0 | 0 | 0 | 0 | 0 | 0 | 0 | 0 | 0
0 | 0 | 0 | 0 | 0 | 0 | 0 | 0 | 0 | 0 | 0 | 0 | 0 | 0 | 0 | 0
0 | 0 | 0 | 0 | 0 | 0 | 0 | 0 | 0 | 0 | 0 | 0 | 0 | 0 | 0 | 0
0 | 0 | 0 | 0 | 0 | 0 | 0 | 0 | 0 | 0 | 0 | 0 | 0 | 0 | 0 | 0
0 | 0 | 0 | 0 | 0 | 0 | 0 | 0 | 0 | 0 | 0 | 0 | 0 | 0 | 0 | 0
0 | 0 | 0 | 0 | 0 | 0 | 0 | 0 | 0 | 0 | 0 | 0 | 0 | 0 | 0 | 0
0 | 0 | 0 | 0 | 0 | 0 | 0 | 0 | 0 | 0 | 0 | 0 | 0 | 0 | 0 | 0
0 | 0 | 0 | 0 | 0 | 0 | 0 | 0 | 0 | 0 | 0 | 0 | 0 | 0 | 0 | 0
0 | 0 | 0 | 0 | 0 | 0 | 0 | 0 | 0 | 0 | 0 | 0 | 0 | 0 | 0 | 0
0 | 0 | 0 | 0 | 0 | 0 | 0 | 0 | 0 | 0 | 0 | 0 | 0 | 0 | 0 | 0
0 | 0 | 0 | 0 | 0 | 0 | 0 | 0 | 0 | 0 | 0 | 0 | 0 | 0 | 0 | 0
0 | 0 | 0 | 0 | 0 | 0 | 0 | 0 | 0 | 0 | 0 | 0 | 0 | 0 | 0 | 0
0 | 0 | 0 | 0 | 0 | 0 | 0 | 0 | 0 | 0 | 0 | 0 | 0 | 0 | 0 | 0
0 | 0 | 0 | 0 | 0 | 0 | 0 | 0 | 0 | 0 | 0 | 0 | 0 | 0 | 0 | 0
0 | 0 | 0 | 0 | 0 | 0 | 0 | 0 | 0 | 0 | 0 | 0 | 0 | 0 | 0 | 0
0 | 0 | 0 | 0 | 0 | 0 | 0 | 0 | 0 | 0 | 0 | 0 | 0 | 0 | 0 | 0
0 | 0 | 0 | 0 | 0 | 0 | 0 | 0 | 0 | 0 | 0 | 0 | 0 | 0 | 0 | 0
0 | 0 | 0 | 0 | 0 | 0 | 0 | 0 | 0 | 0 | 0 | 0 | 0 | 0 | 0 | 0
0 | 0 | 0 | 0 | 0 | 0 | 0 | 0 | 0 | 0 | 0 | 0 | 0 | 0 | 0 | 0
0 | 0 | 0 | 0 | 0 | 0 | 0 | 0 | 0 | 0 | 0 | 0 | 0 | 0 | 0 | 0
0 | 0 | 0 | 0 | 0 | 0 | 0 | 0 | 0 | 0 | 0 | 0 | 0 | 0 | 0 | 0
0 | 0 | 0 | 0 | 0 | 0 | 0 | 0 | 0 | 0 | 0 | 0 | 0 | 0 | 0 | 0
0 | 0 | 0 | 0 | 0 | 0 | 0 | 0 | 0 | 0 | 0 | 0 | 0 | 0 | 0 | 0
0 | 0 | 0 | 0 | 0 | 0 | 0 | 0 | 0 | 0 | 0 | 0 | 0 | 0 | 0 | 0
0 | 0 | 0 | 0 | 0 | 0 | 0 | 0 | 0 | 0 | 0 | 0 | 0 | 0 | 0 | 0
0 | 0 | 0 | 0 | 0 | 0 | 0 | 0 | 0 | 0 | 0 | 0 | 0 | 0 | 0 | 0
0 | 0 | 0 | 0 | 0 | 0 | 0 | 0 | 0 | 0 | 0 | 0 | 0 | 0 | 0 | 0
0 | 0 | 0 | 0 | 0 | 0 | 0 | 0 | 0 | 0 | 0 | 0 | 0 | 0 | 0 | 0
0 | 0 | 0 | 0 | 0 | 0 | 0 | 0 | 0 | 0 | 0 | 0 | 0 | 0 | 0 | 0
0 | 0 | 0 | 0 | 0 | 0 | 0 | 0 | 0 | 0 | 0 | 0 | 0 | 0 | 0 | 0
0 | 0 | 0 | 0 | 0 | 0 | 0 | 0 | 0 | 0 | 0 | 0 | 0 | 0 | 0 | 0
0 | 0 | 0 | 0 | 0 | 0 | 0 | 0 | 0 | 0 | 0 | 0 | 0 | 0 | 0 | 0
0 | 0 | 0 | 0 | 0 | 0 | 0 | 0 | 0 | 0 | 0 | 0 | 0 | 0 | 0 | 0
0 | 0 | 0 | 0 | 0 | 0 | 0 | 0 | 0 | 0 | 0 | 0 | 0 | 0 | 0 | 0
0 | 0 | 0 | 0 | 0 | 0 | 0 | 0 | 0 | 0 | 0 | 0 | 0 | 0 | 0 | 0
0 | 0 | 0 | 0 | 0 | 0 | 0 | 0 | 0 | 0 | 0 | 0 | 0 | 0 | 0 | 0
0 | 0 | 0 | 0 | 0 | 0 | 0 | 0 | 0 | 0 | 0 | 0 | 0 | 0 | 0 | 0
0 | 0 | 0 | 0 | 0 | 0 | 0 | 0 | 0 | 0 | 0 | 0 | 0 | 0 | 0 | 0
0 | 0 | 0 | 0 | 0 | 0 | 0 | 0 | 0 | 0 | 0 | 0 | 0 | 0 | 0 | 0
0 | 0 | 0 | 0 | 0 | 0 | 0 | 0 | 0 | 0 | 0 | 0 | 0 | 0 | 0 | 0
0 | 0 | 0 | 0 | 0 | 0 | 0 | 0 | 0 | 0 | 0 | 0 | 0 | 0 | 0 | 0
0 | 0 | 0 | 0 | 0 | 0 | 0 | 0 | 0 | 0 | 0 | 0 | 0 | 0 | 0 | 0
0 | 0 | 0 | 0 | 0 | 0 | 0 | 0 | 0 | 0 | 0 | 0 | 0 | 0 | 0 | 0
0 | 0 | 0 | 0 | 0 | 0 | 0 | 0 | 0 | 0 | 0 | 0 | 0 | 0 | 0 | 0
0 | 0 | 0 | 0 | 0 | 0 | 0 | 0 | 0 | 0 | 0 | 0 | 0 | 0 | 0 | 0
0 | 0 | 0 | 0 | 0 | 0 | 0 | 0 | 0 | 0 | 0 | 0 | 0 | 0 | 0 | 0
0 | 0 | 0 | 0 | 0 | 0 | 0 | 0 | 0 | 0 | 0 | 0 | 0 | 0 | 0 | 0
0 | 0 | 0 | 0 | 0 | 0 | 0 | 0 | 0 | 0 | 0 | 0 | 0 | 0 | 0 | 0
0 | 0 | 0 | 0 | 0 | 0 | 0 | 0 | 0 | 0 | 0 | 0 | 0 | 0 | 0 | 0
0 | 0 | 0 | 0 | 0 | 0 | 0 | 0 | 0 | 0 | 0 | 0 | 0 | 0 | 0 | 0
0 | 0 | 0 | 0 | 0 | 0 | 0 | 0 | 0 | 0 | 0 | 0 | 0 | 0 | 0 | 0
0 | 0 | 0 | 0 | 0 | 0 | 0 | 0 | 0 | 0 | 0 | 0 | 0 | 0 | 0 | 0
0 | 0 | 0 | 0 | 0 | 0 | 0 | 0 | 0 | 0 | 0 | 0 | 0 | 0 | 0 | 0
0 | 0 | 0 | 0 | 0 | 0 | 0 | 0 | 0 | 0 | 0 | 0 | 0 | 0 | 0 | 0
0 | 0 | 0 | 0 | 0 | 0 | 0 | 0 | 0 | 0 | 0 | 0 | 0 | 0 | 0 | 0
0 | 0 | 0 | 0 | 0 | 0 | 0 | 0 | 0 | 0 | 0 | 0 | 0 | 0 | 0 | 0
0 | 0 | 0 | 0 | 0 | 0 | 0 | 0 | 0 | 0 | 0 | 0 | 0 | 0 | 0 | 0
0 | 0 | 0 | 0 | 0 | 0 | 0 | 0 | 0 | 0 | 0 | 0 | 0 | 0 | 0 | 0
0 | 0 | 0 | 0 | 0 | 0 | 0 | 0 | 0 | 0 | 0 | 0 | 0 | 0 | 0 | 0
0 | 0 | 0 | 0 | 0 | 0 | 0 | 0 | 0 | 0 | 0 | 0 | 0 | 0 | 0 | 0
0 | 0 | 0 | 0 | 0 | 0 | 0 | 0 | 0 | 0 | 0 | 0 | 0 | 0 | 0 | 0
0 | 0 | 0 | 0 | 0 | 0 | 0 | 0 | 0 | 0 | 0 | 0 | 0 | 0 | 0 | 0
0 | 0 | 0 | 0 | 0 | 0 | 0 | 0 | 0 | 0 | 0 | 0 | 0 | 0 | 0 | 0
0 | 0 | 0 | 0 | 0 | 0 | 0 | 0 | 0 | 0 | 0 | 0 | 0 | 0 | 0 | 0
0 | 0 | 0 | 0 | 0 | 0 | 0 | 0 | 0 | 0 | 0 | 0 | 0 | 0 | 0 | 0
0 | 0 | 0 | 0 | 0 | 0 | 0 | 0 | 0 | 0 | 0 | 0 | 0 | 0 | 0 | 0
0 | 0 | 0 | 0 | 0 | 0 | 0 | 0 | 0 | 0 | 0 | 0 | 0 | 0 | 0 | 0
0 | 0 | 0 | 0 | 0 | 0 | 0 | 0 | 0 | 0 | 0 | 0 | 0 | 0 | 0 | 0
0 | 0 | 0 | 0 | 0 | 0 | 0 | 0 | 0 | 0 | 0 | 0 | 0 | 0 | 0 | 0
0 | 0 | 0 | 0 | 0 | 0 | 0 | 0 | 0 | 0 | 0 | 0 | 0 | 0 | 0 | 0
0 | 0 | 0 | 0 | 0 | 0 | 0 | 0 | 0 | 0 | 0 | 0 | 0 | 0 | 0 | 0
0 | 0 | 0 | 0 | 0 | 0 | 0 | 0 | 0 | 0 | 0 | 0 | 0 | 0 | 0 | 0
0 | 0 | 0 | 0 | 0 | 0 | 0 | 0 | 0 | 0 | 0 | 0 | 0 | 0 | 0 | 0
0 | 0 | 0 | 0 | 0 | 0 | 0 | 0 | 0 | 0 | 0 | 0 | 0 | 0 | 0 | 0
0 | 0 | 0 | 0 | 0 | 0 | 0 | 0 | 0 | 0 | 0 | 0 | 0 | 0 | 0 | 0
0 | 0 | 0 | 0 | 0 | 0 | 0 | 0 | 0 | 0 | 0 | 0 | 0 | 0 | 0 | 0
0 | 0 | 0 | 0 | 0 | 0 | 0 | 0 | 0 | 0 | 0 | 0 | 0 | 0 | 0 | 0
0 | 0 | 0 | 0 | 0 | 0 | 0 | 0 | 0 | 0 | 0 | 0 | 0 | 0 | 0 | 0
0 | 0 | 0 | 0 | 0 | 0 | 0 | 0 | 0 | 0 | 0 | 0 | 0 | 0 | 0 | 0
0 | 0 | 0 | 0 | 0 | 0 | 0 | 0 | 0 | 0 | 0 | 0 | 0 | 0 | 0 | 0
0 | 0 | 0 | 0 | 0 | 0 | 0 | 0 | 0 | 0 | 0 | 0 | 0 | 0 | 0 | 0
0 | 0 | 0 | 0 | 0 | 0 | 0 | 0 | 0 | 0 | 0 | 0 | 0 | 0 | 0 | 0
0 | 0 | 0 | 0 | 0 | 0 | 0 | 0 | 0 | 0 | 0 | 0 | 0 | 0 | 0 | 0
0 | 0 | 0 | 0 | 0 | 0 | 0 | 0 | 0 | 0 | 0 | 0 | 0 | 0 | 0 | 0
0 | 0 | 0 | 0 | 0 | 0 | 0 | 0 | 0 | 0 | 0 | 0 | 0 | 0 | 0 | 0
0 | 0 | 0 | 0 | 0 | 0 | 0 | 0 | 0 | 0 | 0 | 0 | 0 | 0 | 0 | 0
0 | 0 | 0 | 0 | 0 | 0 | 0 | 0 | 0 | 0 | 0 | 0 | 0 | 0 | 0 | 0
0 | 0 | 0 | 0 | 0 | 0 | 0 | 0 | 0 | 0 | 0 | 0 | 0 | 0 | 0 | 0
0 | 0 | 0 | 0 | 0 | 0 | 0 | 0 | 0 | 0 | 0 | 0 | 0 | 0 | 0 | 0
0 | 0 | 0 | 0 | 0 | 0 | 0 | 0 | 0 | 0 | 0 | 0 | 0 | 0 | 0 | 0
0 | 0 | 0 | 0 | 0 | 0 | 0 | 0 | 0 | 0 | 0 | 0 | 0 | 0 | 0 | 0
0 | 0 | 0 | 0 | 0 | 0 | 0 | 0 | 0 | 0 | 0 | 0 | 0 | 0 | 0 | 0
0 | 0 | 0 | 0 | 0 | 0 | 0 | 0 | 0 | 0 | 0 | 0 | 0 | 0 | 0 | 0
0 | 0 | 0 | 0 | 0 | 0 | 0 | 0 | 0 | 0 | 0 | 0 | 0 | 0 | 0 | 0
0 | 0 | 0 | 0 | 0 | 0 | 0 | 0 | 0 | 0 | 0 | 0 | 0 | 0 | 0 | 0
0 | 0 | 0 | 0 | 0 | 0 | 0 | 0 | 0 | 0 | 0 | 0 | 0 | 0 | 0 | 0
0 | 0 | 0 | 0 | 0 | 0 | 0 | 0 | 0 | 0 | 0 | 0 | 0 | 0 | 0 | 0
0 | 0 | 0 | 0 | 0 | 0 | 0 | 0 | 0 | 0 | 0 | 0 | 0 | 0 | 0 | 0
0 | 0 | 0 | 0 | 0 | 0 | 0 | 0 | 0 | 0 | 0 | 0 | 0 | 0 | 0 | 0
0 | 0 | 0 | 0 | 0 | 0 | 0 | 0 | 0 | 0 | 0 | 0 | 0 | 0 | 0 | 0
0 | 0 | 0 | 0 | 0 | 0 | 0 | 0 | 0 | 0 | 0 | 0 | 0 | 0 | 0 | 0
0 | 0 | 0 | 0 | 0 | 0 | 0 | 0 | 0 | 0 | 0 | 0 | 0 | 0 | 0 | 0
0 | 0 | 0 | 0 | 0 | 0 | 0 | 0 | 0 | 0 | 0 | 0 | 0 | 0 | 0 | 0
0 | 0 | 0 | 0 | 0 | 0 | 0 | 0 | 0 | 0 | 0 | 0 | 0 | 0 | 0 | 0
0 | 0 | 0 | 0 | 0 | 0 | 0 | 0 | 0 | 0 | 0 | 0 | 0 | 0 | 0 | 0
0 | 0 | 0 | 0 | 0 | 0 | 0 | 0 | 0 | 0 | 0 | 0 | 0 | 0 | 0 | 0
0 | 0 | 0 | 0 | 0 | 0 | 0 | 0 | 0 | 0 | 0 | 0 | 0 | 0 | 0 | 0
0 | 0 | 0 | 0 | 0 | 0 | 0 | 0 | 0 | 0 | 0 | 0 | 0 | 0 | 0 | 0
0 | 0 | 0 | 0 | 0 | 0 | 0 | 0 | 0 | 0 | 0 | 0 | 0 | 0 | 0 | 0
0 | 0 | 0 | 0 | 0 | 0 | 0 | 0 | 0 | 0 | 0 | 0 | 0 | 0 | 0 | 0
0 | 0 | 0 | 0 | 0 | 0 | 0 | 0 | 0 | 0 | 0 | 0 | 0 | 0 | 0 | 0
0 | 0 | 0 | 0 | 0 | 0 | 0 | 0 | 0 | 0 | 0 | 0 | 0 | 0 | 0 | 0
0 | 0 | 0 | 0 | 0 | 0 | 0 | 0 | 0 | 0 | 0 | 0 | 0 | 0 | 0 | 0
0 | 0 | 0 | 0 | 0 | 0 | 0 | 0 | 0 | 0 | 0 | 0 | 0 | 0 | 0 | 0
0 | 0 | 0 | 0 | 0 | 0 | 0 | 0 | 0 | 0 | 0 | 0 | 0 | 0 | 0 | 0
0 | 0 | 0 | 0 | 0 | 0 | 0 | 0 | 0 | 0 | 0 | 0 | 0 | 0 | 0 | 0
0 | 0 | 0 | 0 | 0 | 0 | 0 | 0 | 0 | 0 | 0 | 0 | 0 | 0 | 0 | 0
0 | 0 | 0 | 0 | 0 | 0 | 0 | 0 | 0 | 0 | 0 | 0 | 0 | 0 | 0 | 0
0 | 0 | 0 | 0 | 0 | 0 | 0 | 0 | 0 | 0 | 0 | 0 | 0 | 0 | 0 | 0
0 | 0 | 0 | 0 | 0 | 0 | 0 | 0 | 0 | 0 | 0 | 0 | 0 | 0 | 0 | 0
0 | 0 | 0 | 0 | 0 | 0 | 0 | 0 | 0 | 0 | 0 | 0 | 0 | 0 | 0 | 0
0 | 0 | 0 | 0 | 0 | 0 | 0 | 0 | 0 | 0 | 0 | 0 | 0 | 0 | 0 | 0
0 | 0 | 0 | 0 | 0 | 0 | 0 | 0 | 0 | 0 | 0 | 0 | 0 | 0 | 0 | 0
0 | 0 | 0 | 0 | 0 | 0 | 0 | 0 | 0 | 0 | 0 | 0 | 0 | 0 | 0 | 0
0 | 0 | 0 | 0 | 0 | 0 | 0 | 0 | 0 | 0 | 0 | 0 | 0 | 0 | 0 | 0
0 | 0 | 0 | 0 | 0 | 0 | 0 | 0 | 0 | 0 | 0 | 0 | 0 | 0 | 0 | 0
0 | 0 | 0 | 0 | 0 | 0 | 0 | 0 | 0 | 0 | 0 | 0 | 0 | 0 | 0 | 0
0 | 0 | 0 | 0 | 0 | 0 | 0 | 0 | 0 | 0 | 0 | 0 | 0 | 0 | 0 | 0
0 | 0 | 0 | 0 | 0 | 0 | 0 | 0 | 0 | 0 | 0 | 0 | 0 | 0 | 0 | 0
0 | 0 | 0 | 0 | 0 | 0 | 0 | 0 | 0 | 0 | 0 | 0 | 0 | 0 | 0 | 0
0 | 0 | 0 | 0 | 0 | 0 | 0 | 0 | 0 | 0 | 0 | 0 | 0 | 0 | 0 | 0
0 | 0 | 0 | 0 | 0 | 0 | 0 | 0 | 0 | 0 | 0 | 0 | 0 | 0 | 0 | 0
0 | 0 | 0 | 0 | 0 | 0 | 0 | 0 | 0 | 0 | 0 | 0 | 0 | 0 | 0 | 0
0 | 0 | 0 | 0 | 0 | 0 | 0 | 0 | 0 | 0 | 0 | 0 | 0 | 0 | 0 | 0
0 | 0 | 0 | 0 | 0 | 0 | 0 | 0 | 0 | 0 | 0 | 0 | 0 | 0 | 0 | 0
0 | 0 | 0 | 0 | 0 | 0 | 0 | 0 | 0 | 0 | 0 | 0 | 0 | 0 | 0 | 0
0 | 0 | 0 | 0 | 0 | 0 | 0 | 0 | 0 | 0 | 0 | 0 | 0 | 0 | 0 | 0
0 | 0 | 0 | 0 | 0 | 0 | 0 | 0 | 0 | 0 | 0 | 0 | 0 | 0 | 0 | 0
0 | 0 | 0 | 0 | 0 | 0 | 0 | 0 | 0 | 0 | 0 | 0 | 0 | 0 | 0 | 0
0 | 0 | 0 | 0 | 0 | 0 | 0 | 0 | 0 | 0 | 0 | 0 | 0 | 0 | 0 | 0
0 | 0 | 0 | 0 | 0 | 0 | 0 | 0 | 0 | 0 | 0 | 0 | 0 | 0 | 0 | 0
0 | 0 | 0 | 0 | 0 | 0 | 0 | 0 | 0 | 0 | 0 | 0 | 0 | 0 | 0 | 0
0 | 0 | 0 | 0 | 0 | 0 | 0 | 0 | 0 | 0 | 0 | 0 | 0 | 0 | 0 | 0
0 | 0 | 0 | 0 | 0 | 0 | 0 | 0 | 0 | 0 | 0 | 0 | 0 | 0 | 0 | 0
0 | 0 | 0 | 0 | 0 | 0 | 0 | 0 | 0 | 0 | 0 | 0 | 0 | 0 | 0 | 0
0 | 0 | 0 | 0 | 0 | 0 | 0 | 0 | 0 | 0 | 0 | 0 | 0 | 0 | 0 | 0
0 | 0 | 0 | 0 | 0 | 0 | 0 | 0 | 0 | 0 | 0 | 0 | 0 | 0 | 0 | 0
0 | 0 | 0 | 0 | 0 | 0 | 0 | 0 | 0 | 0 | 0 | 0 | 0 | 0 | 0 | 0
0 | 0 | 0 | 0 | 0 | 0 | 0 | 0 | 0 | 0 | 0 | 0 | 0 | 0 | 0 | 0
0 | 0 | 0 | 0 | 0 | 0 | 0 | 0 | 0 | 0 | 0 | 0 | 0 | 0 | 0 | 0
0 | 0 | 0 | 0 | 0 | 0 | 0 | 0 | 0 | 0 | 0 | 0 | 0 | 0 | 0 | 0
0 | 0 | 0 | 0 | 0 | 0 | 0 | 0 | 0 | 0 | 0 | 0 | 0 | 0 | 0 | 0
0 | 0 | 0 | 0 | 0 | 0 | 0 | 0 | 0 | 0 | 0 | 0 | 0 | 0 | 0 | 0
0 | 0 | 0 | 0 | 0 | 0 | 0 | 0 | 0 | 0 | 0 | 0 | 0 | 0 | 0 | 0
0 | 0 | 0 | 0 | 0 | 0 | 0 | 0 | 0 | 0 | 0 | 0 | 0 | 0 | 0 | 0
0 | 0 | 0 | 0 | 0 | 0 | 0 | 0 | 0 | 0 | 0 | 0 | 0 | 0 | 0 | 0
0 | 0 | 0 | 0 | 0 | 0 | 0 | 0 | 0 | 0 | 0 | 0 | 0 | 0 | 0 | 0
0 | 0 | 0 | 0 | 0 | 0 | 0 | 0 | 0 | 0 | 0 | 0 | 0 | 0 | 0 | 0
0 | 0 | 0 | 0 | 0 | 0 | 0 | 0 | 0 | 0 | 0 | 0 | 0 | 0 | 0 | 0
0 | 0 | 0 | 0 | 0 | 0 | 0 | 0 | 0 | 0 | 0 | 0 | 0 | 0 | 0 | 0
0 | 0 | 0 | 0 | 0 | 0 | 0 | 0 | 0 | 0 | 0 | 0 | 0 | 0 | 0 | 0
0 | 0 | 0 | 0 | 0 | 0 | 0 | 0 | 0 | 0 | 0 | 0 | 0 | 0 | 0 | 0
0 | 0 | 0 | 0 | 0 | 0 | 0 | 0 | 0 | 0 | 0 | 0 | 0 | 0 | 0 | 0
0 | 0 | 0 | 0 | 0 | 0 | 0 | 0 | 0 | 0 | 0 | 0 | 0 | 0 | 0 | 0
0 | 0 | 0 | 0 | 0 | 0 | 0 | 0 | 0 | 0 | 0 | 0 | 0 | 0 | 0 | 0
0 | 0 | 0 | 0 | 0 | 0 | 0 | 0 | 0 | 0 | 0 | 0 | 0 | 0 | 0 | 0
0 | 0 | 0 | 0 | 0 | 0 | 0 | 0 | 0 | 0 | 0 | 0 | 0 | 0 | 0 | 0
0 | 0 | 0 | 0 | 0 | 0 | 0 | 0 | 0 | 0 | 0 | 0 | 0 | 0 | 0 | 0
0 | 0 | 0 | 0 | 0 | 0 | 0 | 0 | 0 | 0 | 0 | 0 | 0 | 0 | 0 | 0
0 | 0 | 0 | 0 | 0 | 0 | 0 | 0 | 0 | 0 | 0 | 0 | 0 | 0 | 0 | 0
0 | 0 | 0 | 0 | 0 | 0 | 0 | 0 | 0 | 0 | 0 | 0 | 0 | 0 | 0 | 0
0 | 0 | 0 | 0 | 0 | 0 | 0 | 0 | 0 | 0 | 0 | 0 | 0 | 0 | 0 | 0
0 | 0 | 0 | 0 | 0 | 0 | 0 | 0 | 0 | 0 | 0 | 0 | 0 | 0 | 0 | 0
0 | 0 | 0 | 0 | 0 | 0 | 0 | 0 | 0 | 0 | 0 | 0 | 0 | 0 | 0 | 0
0 | 0 | 0 | 0 | 0 | 0 | 0 | 0 | 0 | 0 | 0 | 0 | 0 | 0 | 0 | 0
0 | 0 | 0 | 0 | 0 | 0 | 0 | 0 | 0 | 0 | 0 | 0 | 0 | 0 | 0 | 0
0 | 0 | 0 | 0 | 0 | 0 | 0 | 0 | 0 | 0 | 0 | 0 | 0 | 0 | 0 | 0
0 | 0 | 0 | 0 | 0 | 0 | 0 | 0 | 0 | 0 | 0 | 0 | 0 | 0 | 0 | 0
0 | 0 | 0 | 0 | 0 | 0 | 0 | 0 | 0 | 0 | 0 | 0 | 0 | 0 | 0 | 0
0 | 0 | 0 | 0 | 0 | 0 | 0 | 0 | 0 | 0 | 0 | 0 | 0 | 0 | 0 | 0
0 | 0 | 0 | 0 | 0 | 0 | 0 | 0 | 0 | 0 | 0 | 0 | 0 | 0 | 0 | 0
0 | 0 | 0 | 0 | 0 | 0 | 0 | 0 | 0 | 0 | 0 | 0 | 0 | 0 | 0 | 0
0 | 0 | 0 | 0 | 0 | 0 | 0 | 0 | 0 | 0 | 0 | 0 | 0 | 0 | 0 | 0
0 | 0 | 0 | 0 | 0 | 0 | 0 | 0 | 0 | 0 | 0 | 0 | 0 | 0 | 0 | 0
0 | 0 | 0 | 0 | 0 | 0 | 0 | 0 | 0 | 0 | 0 | 0 | 0 | 0 | 0 | 0
0 | 0 | 0 | 0 | 0 | 0 | 0 | 0 | 0 | 0 | 0 | 0 | 0 | 0 | 0 | 0
0 | 0 | 0 | 0 | 0 | 0 | 0 | 0 | 0 | 0 | 0 | 0 | 0 | 0 | 0 | 0
0 | 0 | 0 | 0 | 0 | 0 | 0 | 0 | 0 | 0 | 0 | 0 | 0 | 0 | 0 | 0
0 | 0 | 0 | 0 | 0 | 0 | 0 | 0 | 0 | 0 | 0 | 0 | 0 | 0 | 0 | 0
0 | 0 | 0 | 0 | 0 | 0 | 0 | 0 | 0 | 0 | 0 | 0 | 0 | 0 | 0 | 0
0 | 0 | 0 | 0 | 0 | 0 | 0 | 0 | 0 | 0 | 0 | 0 | 0 | 0 | 0 | 0
0 | 0 | 0 | 0 | 0 | 0 | 0 | 0 | 0 | 0 | 0 | 0 | 0 | 0 | 0 | 0
0 | 0 | 0 | 0 | 0 | 0 | 0 | 0 | 0 | 0 | 0 | 0 | 0 | 0 | 0 | 0
0 | 0 | 0 | 0 | 0 | 0 | 0 | 0 | 0 | 0 | 0 | 0 | 0 | 0 | 0 | 0
0 | 0 | 0 | 0 | 0 | 0 | 0 | 0 | 0 | 0 | 0 | 0 | 0 | 0 | 0 | 0
0 | 0 | 0 | 0 | 0 | 0 | 0 | 0 | 0 | 0 | 0 | 0 | 0 | 0 | 0 | 0
0 | 0 | 0 | 0 | 0 | 0 | 0 | 0 | 0 | 0 | 0 | 0 | 0 | 0 | 0 | 0
0 | 0 | 0 | 0 | 0 | 0 | 0 | 0 | 0 | 0 | 0 | 0 | 0 | 0 | 0 | 0
0 | 0 | 0 | 0 | 0 | 0 | 0 | 0 | 0 | 0 | 0 | 0 | 0 | 0 | 0 | 0
0 | 0 | 0 | 0 | 0 | 0 | 0 | 0 | 0 | 0 | 0 | 0 | 0 | 0 | 0 | 0
0 | 0 | 0 | 0 | 0 | 0 | 0 | 0 | 0 | 0 | 0 | 0 | 0 | 0 | 0 | 0
0 | 0 | 0 | 0 | 0 | 0 | 0 | 0 | 0 | 0 | 0 | 0 | 0 | 0 | 0 | 0
0 | 0 | 0 | 0 | 0 | 0 | 0 | 0 | 0 | 0 | 0 | 0 | 0 | 0 | 0 | 0
0 | 0 | 0 | 0 | 0 | 0 | 0 | 0 | 0 | 0 | 0 | 0 | 0 | 0 | 0 | 0
0 | 0 | 0 | 0 | 0 | 0 | 0 | 0 | 0 | 0 | 0 | 0 | 0 | 0 | 0 | 0
0 | 0 | 0 | 0 | 0 | 0 | 0 | 0 | 0 | 0 | 0 | 0 | 0 | 0 | 0 | 0
0 | 0 | 0 | 0 | 0 | 0 | 0 | 0 | 0 | 0 | 0 | 0 | 0 | 0 | 0 | 0
0 | 0 | 0 | 0 | 0 | 0 | 0 | 0 | 0 | 0 | 0 | 0 | 0 | 0 | 0 | 0
0 | 0 | 0 | 0 | 0 | 0 | 0 | 0 | 0 | 0 | 0 | 0 | 0 | 0 | 0 | 0
0 | 0 | 0 | 0 | 0 | 0 | 0 | 0 | 0 | 0 | 0 | 0 | 0 | 0 | 0 | 0
0 | 0 | 0 | 0 | 0 | 0 | 0 | 0 | 0 | 0 | 0 | 0 | 0 | 0 | 0 | 0
0 | 0 | 0 | 0 | 0 | 0 | 0 | 0 | 0 | 0 | 0 | 0 | 0 | 0 | 0 | 0
0 | 0 | 0 | 0 | 0 | 0 | 0 | 0 | 0 | 0 | 0 | 0 | 0 | 0 | 0 | 0
0 | 0 | 0 | 0 | 0 | 0 | 0 | 0 | 0 | 0 | 0 | 0 | 0 | 0 | 0 | 0
0 | 0 | 0 | 0 | 0 | 0 | 0 | 0 | 0 | 0 | 0 | 0 | 0 | 0 | 0 | 0
0 | 0 | 0 | 0 | 0 | 0 | 0 | 0 | 0 | 0 | 0 | 0 | 0 | 0 | 0 | 0
0 | 0 | 0 | 0 | 0 | 0 | 0 | 0 | 0 | 0 | 0 | 0 | 0 | 0 | 0 | 0
0 | 0 | 0 | 0 | 0 | 0 | 0 | 0 | 0 | 0 | 0 | 0 | 0 | 0 | 0 | 0
0 | 0 | 0 | 0 | 0 | 0 | 0 | 0 | 0 | 0 | 0 | 0 | 0 | 0 | 0 | 0
0 | 0 | 0 | 0 | 0 | 0 | 0 | 0 | 0 | 0 | 0 | 0 | 0 | 0 | 0 | 0
0 | 0 | 0 | 0 | 0 | 0 | 0 | 0 | 0 | 0 | 0 | 0 | 0 | 0 | 0 | 0
0 | 0 | 0 | 0 | 0 | 0 | 0 | 0 | 0 | 0 | 0 | 0 | 0 | 0 | 0 | 0
0 | 0 | 0 | 0 | 0 | 0 | 0 | 0 | 0 | 0 | 0 | 0 | 0 | 0 | 0 | 0
0 | 0 | 0 | 0 | 0 | 0 | 0 | 0 | 0 | 0 | 0 | 0 | 0 | 0 | 0 | 0
0 | 0 | 0 | 0 | 0 | 0 | 0 | 0 | 0 | 0 | 0 | 0 | 0 | 0 | 0 | 0
0 | 0 | 0 | 0 | 0 | 0 | 0 | 0 | 0 | 0 | 0 | 0 | 0 | 0 | 0 | 0
0 | 0 | 0 | 0 | 0 | 0 | 0 | 0 | 0 | 0 | 0 | 0 | 0 | 0 | 0 | 0
0 | 0 | 0 | 0 | 0 | 0 | 0 | 0 | 0 | 0 | 0 | 0 | 0 | 0 | 0 | 0
0 | 0 | 0 | 0 | 0 | 0 | 0 | 0 | 0 | 0 | 0 | 0 | 0 | 0 | 0 | 0
0 | 0 | 0 | 0 | 0 | 0 | 0 | 0 | 0 | 0 | 0 | 0 | 0 | 0 | 0 | 0
0 | 0 | 0 | 0 | 0 | 0 | 0 | 0 | 0 | 0 | 0 | 0 | 0 | 0 | 0 | 0
0 | 0 | 0 | 0 | 0 | 0 | 0 | 0 | 0 | 0 | 0 | 0 | 0 | 0 | 0 | 0
0 | 0 | 0 | 0 | 0 | 0 | 0 | 0 | 0 | 0 | 0 | 0 | 0 | 0 | 0 | 0